## Electrical Permits
Permit# | Type of Permit | Owner | Owner Addr | Contractors | Builder | Plans By | TMK | Project Address | Scope of Work | Permit Description | Major Floor Area | Units | Stories | Private/Govt | Project Class Category | Project Class Code-Res | Project Class Code-NonRes | Project Class Code - Add/Alt | Project Class Code - Demo | Project Class Code - mics | 1st Service Item Phase | 2nd Service Item Phase | 3rd Service Item Phase | Occupancy Code | Issued Date | Fees | Estimated Value | Permit Status | Last Inspection Date
EH2020-00251 | Electrical | GREGORY CHRISTIAN TAMM | PO BOX 665 ELEELE, HI 96705 0665 | HAL K KAMIGAKI HAL K KAMIGAKI, TOP ELECTRICAL SYSTEMS LLC TOP ELECTRICAL SYSTEMS LLC | TOP ELECTRICAL SYSTEMS LLC ( TOP ELECTRICAL SYSTEMS LLC ) | HAL K KAMIGAKI ( HAL K KAMIGAKI ) | 150511000000 | 15-1647 7TH AVENUE HI | Alteration | INSTALLATION OF 12-PANELS ROOF-MOUNTED PHOTOVOLTAIC SYSTEM TO DWELLING UNDER CONSTRUCTION, WITH 3.78 KW DC | [14 empty] | 2020-03-02 | 21 | 15000.00 | Issued
EK2020-00348 | Electrical | CLASSIC HOME CREATIONS LLC | 34710 NE 91ST AVE LA CENTER, WA 98629 3567 | JAMES A SHARPE JAMES A SHARPE, KEVIN M MURAR KEVIN M MURAR | CLASSIC HOME CREATIONS LLC | KEVIN M MURAR ( KEVIN M MURAR ) | 922000200000 | 920882 KAMAAINA BLVD HI | New | NEW DWELLING - 3 BEDROOMS, 3 FULL BATHROOMS, 2- 1/2 BATHS, ENTRY, CONSERVATORY, FAMILY ROOM, KITCHEN WITH ISLAND AND SINK, NOOK, STUDY, LAUNDRY AREA, COVERED LANAI WITH WET BAR-COUNTER WITH DOUBLE SINK AND REFRIGERATOR, GARAGE. SOLAR WATER HEATER WITH PAN | [10 empty] | Single |  |  |  | 2020-03-02 | 143 | 10000.00 | Issued | 2020-03-05
EK2020-00347 | Electrical | TING FAMILY 1218 REVOCABLE LIVING TRUST | 3339 LOWER ROAD HONOLULU, HI 96822 | JAMES A SHARPE JAMES A SHARPE, DAVID E SANDS DAVID E SANDS | OWNER-BUILDER ( OWNER-BUILDER ) | DAVID E SANDS ( DAVID E SANDS ) | 940190990000 | 94-1646 KAULUA STREET HI | New | NEW SINGLE FAMILY 3 BEDROOM, 2 BATH DWELLING WITH DETACHED GARAGE LOCATED 13' FT AWAY. POST AND PIER. SEPTIC SYSTEM. PRIVATE WATER. SOLAR WATER HEATER WITH PANELS SHOWN ON ROOF. OPEN COVERED LANAI WITH STORAGE CLOSET (WASHER), BEDROOM #3, BATH #2 (WATER C | [10 empty] | Single |  |  |  | 2020-03-02 | 115 | 10000.00 | Issued | 2020-03-13
EK2020-00350 | Electrical | NESHA ANN KIMETETE | 77-6461 SEA VIEW CIR KAILUA KONA, HI 96740 9787 | RODERICK J ZEPEDA RODERICK J ZEPEDA | NESHA ANN KIMETETE |  | 770150410000 | 776461 SEA VIEW CIR HI | Addition,Alteration | LOWER: ADD CARPORT & 2 GUEST BEDROOMS, BATH, ENCLOSED STORAGE,; INT. STAIRS; ADD DOORS TO ENCLOSE EXISTING STORAGE ON SLAB WITH; LAUNDRY AREA. UPPER: ADD COVERED DECK; REMOVE EXISTING BEDROOM; FOR INT. STAIRS; ADD OPEN DECK. RE:BP 015220 02/06/2020- re | [14 empty] | 2020-03-02 | 43 | 3500.00 | Issued | 2020-03-17
EH2020-00250 | Electrical | BLUE COLLAR INVESTMENTS LLC |  | SHAWN M FAULSTICK, CRAIG L ERIKSSON CRAIG L ERIKSSON | SHAWN M FAULSTICK |  | 150460350000 | 15-1506 11TH AVENUE HI (15046035) | Supplemental | SUPPLEMENT TO EH2019-01433 FOR ADDITIONAL CIRCUITS (DWELLING UNDER CONSTRUCTION BH2019-00807). | [14 empty] | 2020-03-02 | 25 | 100.00 | Complete | 2020-03-02
EH2020-00252 | Electrical | BASEY SHANE |  | CRAIG L ERIKSSON CRAIG L ERIKSSON | OWNER-BUILDER ( OWNER-BUILDER ) |  | 150590120000 | 15-859 LEMIWAI ROAD HI (15059012) | New | NEW 2-LEVEL EFFICIENCY DWELLING. SEPTIC SYSTEM. 6' HIGH, 10,000 GALLON GALVANIZED STEEL WATER TANK. SOLAR WATER HEATER-PANELS ONLY ON ROOF. THIS APPLICATION ADDRESSES DPW VIOLATION #CE2019-1235H. FIRST LEVEL: OPEN COVERED PATIO, UTILITY ROOM W/HALF BAT | [10 empty] | Single |  |  |  | 2020-03-02 | 73 | 6000.00 | Issued | 2020-03-16
EK2020-00349 | Electrical | HAWAIIAN HOME LANDS |  | RODERICK J ZEPEDA RODERICK J ZEPEDA, Robert C Smelker ROBERT C SMELKER, T ROY CONTRACTING TYLER A ROY | TYLER A ROY ( T ROY CONTRACTING ) | ROBERT C SMELKER ( Robert C Smelker ) | 640080220000 | 64-759 KAHILU ROAD HI | New | NEW FOUR-BEDROOM, 3-BATH FARM DWELLING, SLAB-ON GRADE FOUDNATION, SEPTIC SYSTEM, COUNTY WATER, SOLAR WATER HEATER WITH PANELS ON THE ROOF.\n\nCONCRETE LANDING ENTRY TO LIVING ROOM, DINING ROOM WITH ACCESS TO OPEN-COVERED PATIO, UTILITY AREA WITH SOLAR WAT | [10 empty] | Single |  |  |  | 2020-03-02 | 105 | 5000.00 | Issued | 2020-03-03
EK2020-00352 | Electrical | TOBIAH H HOOGS | 74-857 IWALANI PL KAILUA KONA, HI 96740 9650 | DAVID H DAVIS DAVID H DAVIS, JEFFREY L GROSS JEFFREY L GROSS | TOBIAH H HOOGS | JEFFREY L GROSS ( JEFFREY L GROSS ) | 740090290000 | 740857 IWALANI PL HI | Alteration | "AS-BUILT" - LOWER LEVEL ENCLOSED FOR BEDROOM 3, CLOSET, NEW BATH & LAUNDRY ROOM | [14 empty] | 2020-03-02 | 141 | 10000.00 | Issued
EK2020-00351 | Electrical | EPISCOPAL CHURCH OF HAWAII |  | PESTA CONSTRUCTION LLC PESTA CONSTRUCTION LLC, IWAMOTO ELECTRIC LLC IWAMOTO ELECTRIC LLC | PESTA CONSTRUCTION LLC ( PESTA CONSTRUCTION LLC ) |  | 650030060000 | 651237 KAWAIHAE RD HI (65003006) | Addition,Alteration | ALTERATION/ADDITION TO EXISTING STRUCTURE A (THRIFT STORE)/EPISCOPAL CHURCH OF HAWAII: DEMOLISH EXISTING LANAI & STAIRS AND REPLACE WITH NEW LARGER COVERED LANAI WITH RAMP AND STAIRS (W/HANDRAILS & GUARDRAILS). ELECTRICAL ONLY & NO PLUMBING. RE:BK2019-015 | [14 empty] | 2020-03-02 | 13 | 2000.00 | Complete | 2020-03-17
EH2020-00263 | Electrical | STATE OF HAWAII |  | HAWAII SHEETMETAL & MECHANICAL INC HAWAII SHEETMETAL & MECHANICAL INC, KRAIG K OTANI KRAIG K OTANI, DWE INC DWE INC | HAWAII SHEETMETAL & MECHANICAL INC ( HAWAII SHEETMETAL & MECHANICAL INC ) | KRAIG K OTANI ( KRAIG K OTANI ) | 150030380000 | 15-3038 PAHOA VILLAGE ROAD 0001 (15003038 0001) | Alteration | Install AC Units Bldg T 102. ALTERATION TO PAHOA HIGH AND INTERMEDIATE SCHOOL BUILDING T, ROOM T102 - Mitigation of Volcanic Impacts (DOE JOB NO. Q6100119). EMERGENCY AIR CONDITIONING & AIR PURIFICATION SYSTEMS INSTALLATION DUE TO GOVERNOR'S EMERGENCY PR | [14 empty] | 2020-03-03 | 43 | 8000.00 | Issued
EH2020-00262 | Electrical | STATE OF HAWAII |  | HAWAII SHEETMETAL & MECHANICAL INC HAWAII SHEETMETAL & MECHANICAL INC, KRAIG K OTANI KRAIG K OTANI, DWE INC DWE INC | HAWAII SHEETMETAL & MECHANICAL INC ( HAWAII SHEETMETAL & MECHANICAL INC ) | KRAIG K OTANI ( KRAIG K OTANI ) | 150030380000 | 15-3038 PAHOA VILLAGE ROAD 0001 (15003038 0001) | Alteration | Install Ac Units Bldg U 105,106,107,202. ALTERATION TO PAHOA HIGH AND INTERMEDIATE SCHOOL BUILDING U, ROOMS U105, U106, U107, U202 - Mitigation of Volcanic Impacts (DOE JOB NO. Q6100119). EMERGENCY AIR CONDITIONING & AIR PURIFICATION SYSTEMS INSTALLATION | [14 empty] | 2020-03-03 | 71 | 16000.00 | Issued
EH2020-00260 | Electrical | STATE OF HAWAII |  | HAWAII SHEETMETAL & MECHANICAL INC HAWAII SHEETMETAL & MECHANICAL INC, KRAIG K OTANI KRAIG K OTANI, DWE INC DWE INC | HAWAII SHEETMETAL & MECHANICAL INC ( HAWAII SHEETMETAL & MECHANICAL INC ) | KRAIG K OTANI ( KRAIG K OTANI ) | 950090060000 | 95-5545 MAMALAHOA HWY HI (95009006) | New | Install AC Units Bldg D ALTERATION TO NAALEHU ELEMENTARY SCHOOL BLDG D (DINING) - Mitigation of Volcanic Impacts (DOE JOB NO. Q6100119). EMERGENCY AIR CONDITIONING & AIR PURIFICATION SYSTEMS INSTALLATION DUE TO GOVERNOR'S EMERGENCY PROCLAMATION REGARDING | [14 empty] | 2020-03-03 | 43 | 8000.00 | Complete | 2020-03-31
EK2020-00363 | Electrical | RONALD DALE PARRETT |  | DOMINGO A VILLARUEL, KEVIN M MURAR KEVIN M MURAR, SUNRUN INSTALLATION SERVICES INC | ( SUNRUN INSTALLATION SERVICES INC ) | DOMINGO A VILLARUEL | 150710240000 | 150613 PUNI MAUKA LOOP HI (15071024) | Alteration | INSTALLATION OF 17 PANELS, 5.6WDC, ROOF MOUNTED PV (PHOTOVOLTAIC) SYSTEM TO EXISTING DWELLING (2 LG CHEM RESU LITHIUM ION BATTERIES) 9.3KWH, 214LB EA |  |  |  | Private | [10 empty] | 2020-03-03 | 117 | 28050.00 | Issued
EH2020-00259 | Electrical | ERIC YABUTA |  | HIRAYAMA BROTHERS ELECTRIC INC HIRAYAMA BROTHERS ELECTRIC INC, KEITH SHIGEHARA PLUMBING, INC. KEITH SHIGEHARA PLUMBING, INC. | KEITH SHIGEHARA PLUMBING, INC. ( KEITH SHIGEHARA PLUMBING, INC. ) |  | 240620450000 | 1339 OIHANA ST HI (24062045) | Alteration,Solar Water Heater | INSTALLATION OF SOLAR WATER HEATER WITH PANELS ON ROOF | [14 empty] | 2020-03-03 | 17 | 5250.00 | Complete | 2020-03-25
EK2020-00360 | Electrical | IAN S/ LAUREN E WHITTEMORE TRST | 73-4158 KAALELE ST KAILUA KONA, HI 96740 | VP ELECTRIC LLC VP ELECTRIC LLC, PAUL M BLECK PAUL M BLECK | IAN S/ LAUREN E WHITTEMORE TRST | PAUL M BLECK ( PAUL M BLECK ) | 730040240000 | 73-4347 OLD GOVERNMENT MAUKA RD ... | New,Solar Water Heater | NEW DWELLING: 3-BEDROOMS, 2-BATHROOMS, 1-POWDER ROOM, ENTRY LANAI, ENTRY, LIVING WITH FIREPLACE(ANSI Z21.88-2014), DINING, KITCHEN, PANTRY, OFFICE, LAUNDRY WITH SINK, COVERED LANAIS WITH BBQ, BREEZEWAY ATTACHED TO TWO-CAR GARAGE WITH STORAGE, 1-BEDROOM, 1 | [10 empty] | Single |  |  |  | 2020-03-03 | 371 | 20000.00 | Issued | 2020-03-19
EH2020-00256 | Electrical | EARL KEITH MCKEAGUE | 27TH AVENUE KEAAU, HI 96749-2197 | WALTER'S ELECTRIC INC WALTER'S ELECTRIC INC | OWNER-BUILDER ( OWNER-BUILDER ) |  | 150180630000 | 27TH AVENUE HI | New | GUEST HOUSE 484SF LOCATED 50' FROM MAIN DWELLING (BY SEPARATE PERMIT APPLICATION). POST & PIER FOUNDATION.\n\nGUEST HOUSE: BEDROOM BAR SINK & A FULL BATH (WC, TUB/SHOWER, LAV), ON-DEMAND HOT WATER SYSTEM LOCATED ON EXTERIOR WALL.\n\nGUEST HOUSE IS AN ACCE | [14 empty] | 2020-03-03 | 53 | 1500.00 | Issued
EH2020-00258 | Electrical | RUSSELL CHUNG |  | KEITH SHIGEHARA PLUMBING, INC. KEITH SHIGEHARA PLUMBING, INC., HIRAYAMA BROTHERS ELECTRIC INC HIRAYAMA BROTHERS ELECTRIC INC | KEITH SHIGEHARA PLUMBING, INC. ( KEITH SHIGEHARA PLUMBING, INC. ) |  | 220230110000 | 1232 KINOOLE ST HI (22023011) | Alteration,Solar Water Heater | SOLAR WATER HEATING INSTALLATION WITH PANELS ON ROOF | [14 empty] | 2020-03-03 | 17 | 6500.00 | Complete | 2020-03-25
EH2020-00265 | Electrical | STATE OF HAWAII |  | HAWAII SHEETMETAL & MECHANICAL INC HAWAII SHEETMETAL & MECHANICAL INC, KRAIG K OTANI KRAIG K OTANI, DWE INC DWE INC | HAWAII SHEETMETAL & MECHANICAL INC ( HAWAII SHEETMETAL & MECHANICAL INC ) | KRAIG K OTANI ( KRAIG K OTANI ) | 150030380000 | 15-3038 PAHOA VILLAGE ROAD 0001 (15003038 0001) | New | Install AC Units Bldg F 105. ALTERATION TO PAHOA HIGH AND INTERMEDIATE SCHOOL BUILDING F, ROOM F-105 - Mitigation of Volcanic Impacts (DOE JOB NO. Q6100119). EMERGENCY AIR CONDITIONING & AIR PURIFICATION SYSTEMS INSTALLATION DUE TO GOVERNOR'S EMERGENCY P | [14 empty] | 2020-03-03 | 29 | 5000.00 | Issued
EH2020-00267 | Electrical | STATE OF HAWAII |  | HAWAII SHEETMETAL & MECHANICAL INC HAWAII SHEETMETAL & MECHANICAL INC, KRAIG K OTANI KRAIG K OTANI, DWE INC DWE INC | HAWAII SHEETMETAL & MECHANICAL INC ( HAWAII SHEETMETAL & MECHANICAL INC ) | KRAIG K OTANI ( KRAIG K OTANI ) | 150030380000 | 15-3038 PAHOA VILLAGE ROAD 0001 (15003038 0001) | Alteration | Install AC Units Bldg H 103,203. ALTERATION TO PAHOA HIGH AND INTERMEDIATE SCHOOL BUILDING H, ROOM H-103 & ROOM H-203 - Mitigation of Volcanic Impacts (DOE JOB NO. Q6100119). EMERGENCY AIR CONDITIONING & AIR PURIFICATION SYSTEMS INSTALLATION DUE TO GOVER | [14 empty] | 2020-03-03 | 71 | 16000.00 | Issued
EH2020-00266 | Electrical | STATE OF HAWAII |  | HAWAII SHEETMETAL & MECHANICAL INC HAWAII SHEETMETAL & MECHANICAL INC, KRAIG K OTANI KRAIG K OTANI, DWE INC DWE INC | HAWAII SHEETMETAL & MECHANICAL INC ( HAWAII SHEETMETAL & MECHANICAL INC ) | KRAIG K OTANI ( KRAIG K OTANI ) | 150030380000 | 15-3038 PAHOA VILLAGE ROAD 0001 (15003038 0001) | New | Install AC Units Bldg S 103,203. ALTERATION TO PAHOA HIGH AND INTERMEDIATE SCHOOL BUILDING S, ROOM S103 & ROOM S203 - Mitigation of Volcanic Impacts (DOE JOB NO. Q6100119). EMERGENCY AIR CONDITIONING & AIR PURIFICATION SYSTEMS INSTALLATION DUE TO GOVERNO | [14 empty] | 2020-03-03 | 71 | 16000.00 | Issued
EH2020-00264 | Electrical | STATE OF HAWAII |  | HAWAII SHEETMETAL & MECHANICAL INC HAWAII SHEETMETAL & MECHANICAL INC, KRAIG K OTANI KRAIG K OTANI, DWE INC DWE INC | HAWAII SHEETMETAL & MECHANICAL INC ( HAWAII SHEETMETAL & MECHANICAL INC ) | KRAIG K OTANI ( KRAIG K OTANI ) | 150030380000 | 15-3038 PAHOA VILLAGE ROAD 0001 (15003038 0001) | New | Install AC Units Bldg M 101. ALTERATION TO PAHOA HIGH AND INTERMEDIATE SCHOOL BUILDING M, ROOM M101 - Mitigation of Volcanic Impacts (DOE JOB NO. Q6100119). EMERGENCY AIR CONDITIONING & AIR PURIFICATION SYSTEMS INSTALLATION DUE TO GOVERNOR'S EMERGENCY PR | [14 empty] | 2020-03-03 | 43 | 8000.00 | Issued
EH2020-00255 | Electrical | EARL KEITH MCKEAGUE | 27TH AVENUE KEAAU, HI 96749 | WALTER'S ELECTRIC INC WALTER'S ELECTRIC INC | OWNER BUILDER ( OWNER BUILDER ) |  | 150180630000 | 27TH AVENUE HI | New | NEW 2 BEDROOM, 2 BATH DWELLING ON POST & PIER FOUNDATION. GALVANIZED WATER CATCHMENT TANK 6' HT 10,000 GALLONS. SOLAR HOT WATER SYSTEM-ONLY PANELS ON ROOF. SEPTIC SYSTEM.\n\nCOVERED LANAI, KITCHEN ( SINK, REF, DW, GAS RANGE), LIVING ROOM, BEDROOM #1, BAT | [10 empty] | Single |  |  |  | 2020-03-03 | 133 | 10000.00 | Issued
EK2020-00353 | Electrical | RICHARD GOODELL |  | TMS CONSTRUCTION TMS CONSTRUCTION, BIG ISLAND ELECTRIC INC BIG ISLAND ELECTRIC INC | TMS CONSTRUCTION ( TMS CONSTRUCTION ) |  | 730580310000 | 734215 HULIKOA DR HI (73058031) | Alteration | ALTERATIONS TO EXISTING WAREHOUSE: REMOVE UNPERMITTED RESTROOM IN BAY 2 (FRAMING, PLUMBING FIXTURES, ELECTRICAL OUTLETS, WIRING, AND CAP ALL PLUMBING). PATCH AND REPAIR GYPSUM BOARDS AS REQUIRED, REPAIR ELECTRICAL OUTLETS, LIGHT FIXTURES, EXIT LIGHTS, EME | [14 empty] | 2020-03-03 | 9 | 5250.00 | Issued | 2020-03-24
EK2020-00354 | Electrical | ROBERTA TANNER |  | ADAM L O'LEARY ADAM L O'LEARY, RISING SUN SOLAR AND ELECTRIC LLC RISING SUN SOLAR AND ELECTRIC LLC |  |  | 150610170000 | 151595 BEACH RD HI (15061017) | Electric Only | UPGRADE EXISTING METER - Relocate existing main meter to new location on house for code compliance | [10 empty] | Single |  |  |  | 2020-03-03 | 15 | 700.00 | Issued
EK2020-00361 | Electrical | JAMES WILSON |  | DOMINGO A VILLARUEL, KEVIN M MURAR KEVIN M MURAR, SUNRUN INSTALLATION SERVICES INC | ( SUNRUN INSTALLATION SERVICES INC ) | DOMINGO A VILLARUEL | 240620380000 | 1277 OIHANA ST HI (24062038) | Alteration | INSTALLATION OF 18 PANELS, 5.2WDC, ROOF MOUNTED PV (PHOTOVOLTAIC) SYSTEM TO EXISTING DWELLING (1 LG CHEM RESU LITHIUM ION BATTERY)9.3KWH, 214LB EA |  |  |  | Private | [10 empty] | 2020-03-03 | 99 | 26100.00 | Issued
EK2020-00357 | Electrical | MARLIN L SEGAL | 124 DEVONSHIRE BLVD SAN CARLOS, CA 94070 1623 | BRUCE A RUSSELL BRUCE A RUSSELL, PRO SOLAR HAWAII LLC | ( PRO SOLAR HAWAII LLC ) | BRUCE A RUSSELL ( BRUCE A RUSSELL ) | 770270630000 | 770194 KAPUKAPU ST HI | Alteration | PV-PV ROOF MOUNT TO EXISTING DWELLING, 26 PANELS, 320 WATTS, 8.32 KWDC | [14 empty] | 2020-03-03 | 55 | 41600.00 | Complete | 2020-03-27
EK2020-00356 | Electrical | NANCY FRY | HI | BRUCE A RUSSELL BRUCE A RUSSELL, PRO SOLAR HAWAII LLC | ( PRO SOLAR HAWAII LLC ) | BRUCE A RUSSELL ( BRUCE A RUSSELL ) | 750010630000 | 751028 KEOPU MAUKA DR HI | Alteration | PV-PV ROOF MOUNT TO EXISTING DWELLING, 20 PANELS, 320 WATTS, 6.40 KWDC | [14 empty] | 2020-03-03 | 55 | 32000.00 | Complete | 2020-03-27
EK2020-00359 | Electrical | ALII PROPERTY MANAGEMENT LLC | 75-6164 ALII DR KAILUA KONA, HI 96740 2312 | VP ELECTRIC LLC VP ELECTRIC LLC |  |  | 750200330000 | 756164 ALII DR HI | Electric Only,Repair | REPLACE EXISTING METER | [10 empty] | Single |  |  |  | 2020-03-03 | 19 | 2000.00 | Issued | 2020-03-16
EH2020-00254 | Electrical | LEEWINA MEILING KAEO-HERNANDEZ |  | ALTERNATIVE ENERGY RESOURCES INC | OWNER-BUILDER ( OWNER-BUILDER ) |  | 160800410000 | 16-2157 EMERALD DRIVE HI (16080041) | New | NEW 3 BEDROOM, 2 BATHROOM SINGLE FAMILY DWELLING ON CONCRETE SLAB FOUNDATION. SEPTIC SYSTEM. 7'6" HIGH, 10,000 GALLON GALVANIZED STEEL WATER TANK. SOLAR WATER HEATER-PANELS ONLY ON ROOF. OPEN COVERED PORCH WITH ENTRY TO LIVING/DINING/KITCHEN (OVEN, STO | [10 empty] | Single |  |  |  | 2020-03-03 | 141 | 5000.00 | Issued | 2020-03-20
EK2020-00364 | Electrical | PEACEFUL RED RIVER LLC | 1000 BISHOP ST STE 1200 ATTN C HARRISON HONOLULU, HI 96813 | PAUL L ASSELIN PAUL L ASSELIN |  |  | 620020050000 | 62-1031 UNNAMED ROAD PER PLANNING DEPT. HI | Alteration,Electric Only | UPGRADE EXISTING SERVICE | [10 empty] | Single |  |  |  | 2020-03-03 | 15 | 3700.00 | Issued | 2020-03-23
EK2020-00362 | Electrical | MOKUAIKAUA CHURCH | 75-5713 ALIII DR KAILUA KONA, HI 96740 | VP ELECTRIC LLC VP ELECTRIC LLC, MICHAEL D FRANKE MICHAEL D FRANKE, MARK A ANDERSON MARK A ANDERSON, ALII BUILDERS LLC NATHAN M HENDRICKS | NATHAN M HENDRICKS ( ALII BUILDERS LLC ) | MICHAEL D FRANKE ( MICHAEL D FRANKE ) | 750070180000 | 755713 ALII DR HI | Supplemental | SUPPLEMENT TO EK2019-01883 REPAIR, PRESERVE AND MAINTENANCE MOKUAIKAUA CHURCH- STRUCTURE REINFORCEMENT TO RESIST WIND AND SEISMIC FORCES; REPLACE STAGE. RE:BK2019-00640 | [14 empty] | 2020-03-03 | 115 | 50000.00 | Issued | 2020-03-11
EH2020-00257 | Electrical | THOMAS/DORIS TR TAKIMOTO | 467 WAINAKU ST HILO, HI 96720 2113 | NAGAO ELECTRIC LLC NAGAO ELECTRIC LLC | NONE-ELECTRIC ONLY |  | 260300090000 | 467 WAINAKU ST HI | Alteration,Electric Only | ELECTRIC ONLY - DOWNGRADE SERVICE FROM 3PH/200A TO 1PH/100A | [10 empty] | Single |  |  |  | 2020-03-03 | 19 | 1750.00 | Issued | 2020-03-04
EH2020-00253 | Electrical | TROY ELLIS WHITE | MOUNTAIN VIEW, HI 96771 | ALTERNATIVE ENERGY RESOURCES INC | OWNER-BUILDER ( OWNER-BUILDER ) |  | 110390540000 | 11-3416 PLUMERIA STREET HI | New | Install service panel on customer pole (NEW DWELLING UNDER CONSTRUCTION BP #BK2019-00150). | [10 empty] | Single |  |  |  | 2020-03-03 | 13 | 1800.00 | Issued
EK2020-00365 | Electrical | QUEENS' MARKET LLC |  | G M CONSTRUCTION INC G M CONSTRUCTION INC, GEC HAWAII INC GINO CECCHETTO | G M CONSTRUCTION INC ( G M CONSTRUCTION INC ) |  | 690080170000 | 690201 WAIKOLOA BEACH DR HI (69008017) | Alteration | Tenant Improvement- addition OF 676 SF FOR Private Dining room WITH HAND SINK, AIR CONDITIONING TO Kuleana Rum Company restaurant UNDER CONSTRUCTION at Queens Marketplace (permit bk2018-01484, C of O issued 2/4/2019) RE:BK2019-00647 | [14 empty] | 2020-03-03 | 75 | 27000.00 | Issued
EK2020-00355 | Electrical | KAREN ANDERSON |  | KEVIN M MURAR KEVIN M MURAR, ADAM L O'LEARY ADAM L O'LEARY, RISING SUN SOLAR AND ELECTRIC LLC RISING SUN SOLAR AND ELECTRIC LLC | RISING SUN SOLAR AND ELECTRIC LLC ( RISING SUN SOLAR AND ELECTRIC LLC ) | ADAM L O'LEARY ( ADAM L O'LEARY ) | 620050010001 | 62-1207 WAIEMI PL KAMUELA, HI 96743 (62005001) | Alteration | PV-PV ROOF MOUNT TO EXISTING DWELLING, 35 PANELS, 345 WATT, 2 INVERTERS, 9.8 KWDC |  |  |  | Private | [6 empty] | Single | Single | Single |  | 2020-03-03 | 223 | 60375.00 | Issued
EK2020-00358 | Electrical | MARYELLEN ERNST | HI | PRO SOLAR HAWAII LLC , SHANE KITCHENS SHANE KITCHENS, BRUCE A RUSSELL BRUCE A RUSSELL | ( PRO SOLAR HAWAII LLC ) | BRUCE A RUSSELL ( BRUCE A RUSSELL ) | 710061230000 | 711769 PUU LANI DR HI | Alteration | INSTALLATION OF 20 ROOF MOUNTED PV PANELS, 320W, 6.4 KWDC TO EXISTING DWELLING. | [14 empty] | 2020-03-03 | 55 | 32000.00 | Complete | 2020-03-10
EH2020-00261 | Electrical | STATE OF HAWAII |  | HAWAII SHEETMETAL & MECHANICAL INC HAWAII SHEETMETAL & MECHANICAL INC, BILLY J ORNELLAS BILLY J ORNELLAS, DWE INC DWE INC | HAWAII SHEETMETAL & MECHANICAL INC ( HAWAII SHEETMETAL & MECHANICAL INC ) | BILLY J ORNELLAS ( BILLY J ORNELLAS ) | 180010070000 | 181235 VOLCANO RD HI (18001007) | Alteration,New | Install AC Units Bldg D. ALTERATION TO MOUNTAIN VIEW ELEMENTARY SCHOOL BUILDING D, MULTI-PURPOSE ROOM - Mitigation of Volcanic Impacts (DOE JOB NO. Q6100119). EMERGENCY AIR CONDITIONING & AIR PURIFICATION SYSTEMS INSTALLATION DUE TO GOVERNOR'S EMERGENCY | [14 empty] | 2020-03-03 | 71 | 16000.00 | Complete | 2020-03-31
EH2020-00270 | Electrical | PATRICIA K YOUNG |  | BRUCE A RUSSELL BRUCE A RUSSELL, PROVISION SOLAR INC PROVISION SOLAR INC | PROVISION SOLAR INC ( PROVISION SOLAR INC ) | BRUCE A RUSSELL ( BRUCE A RUSSELL ) | 620090080000 | 622173 OULI ST HI (62009008) | Alteration | Roof Mounted Photovoltaic (PV) System NEW ROOF MOUNTED 20 MODULES PV SYSTEM ON EXISTING DWELLING (BP# 945759) |  |  |  | Private | [10 empty] | 2020-03-04 | 91 | 67223.00 | Complete | 2020-03-19
EK2020-00366 | Electrical | WILLIAM RACE |  | GEORGE W MURPHY GEORGE W MURPHY, RENEWABLE ENERGY SERVICES (RES) INC RENEWABLE ENERGY SERVICES (RES) INC | GEORGE W MURPHY ( GEORGE W MURPHY ) |  | 530070330000 | 53-266 KAPANAIA RD HI (53007033) | New,Solar Water Heater | NEW FARM DWELLING: 3 BEDROOMS, 3 BATHROOMS, COVERED ENTRY LANAI, FOYER, POWDER RM, LIVING WITH WINE BAR, KITCHEN, STUDY/DEN, LAUNDRY WITH LAUNDRY TRAY, COVERED LANAI, 1 OUTDOOR SHOWER, BREEZEWAY CONNECTED TO DWELLING AND GARAGE, GARAGE, SOLAR WATER HEATE | [14 empty] | 2020-03-04 | 113 | 39948.00 | Issued
EH2020-00271 | Electrical | WILLIAM MARITZ BLAKELY |  | BRUCE A RUSSELL BRUCE A RUSSELL, PROVISION SOLAR INC PROVISION SOLAR INC | PROVISION SOLAR INC ( PROVISION SOLAR INC ) | BRUCE A RUSSELL ( BRUCE A RUSSELL ) | 150630080000 | 152729 WELEA ST HI (15063008) | Alteration | INSTALLATION OF 28-PANELS ROOF-MOUNTED PHOTOVOLTAIC SYSTEM TO EXISTING DWELLING AT 8.96 KW DC, WITH TESLA POWERWALL 2.1 AC(5.0 KW AC) BATTERY. MODULE: SUNPOWER SPR-320-WHT-D INVERTER: SOLAREDGE SE7600H-US |  |  |  | Private | [10 empty] | 2020-03-04 | 63 | 68812.00 | Issued
EH2020-00269 | Electrical | DANIELLE T BURGER | 277 KAIULANI ST HILO, HI 96720-2530 | NAGAO ELECTRIC LLC NAGAO ELECTRIC LLC, VICTOR P ANDRES JR VICTOR P ANDRES JR | VICTOR P ANDRES JR ( VICTOR P ANDRES JR ) |  | 230260570000 | 277 KAIULANI ST HI | Alteration | SOLAR HOT WATER SYSTEM-ONLY PANELS ON ROOF. (PV SYSTEM COMPLETED ON BH2019-00596). | [14 empty] | 2020-03-04 | 11 | 125.00 | Issued
EK2020-00367 | Electrical | GERALD SAMSON |  | ANY KINE ELECTRIC LLC ANY KINE ELECTRIC LLC | DEBRA SAMSON |  | 880110590000 | MILOLII ROAD HI (88011059) | New | NEW DWELLING: 2 BEDROOM, 2 BATHROOM, HOME OFFICE, KITCHEN, PANTRY, LIVING RM, DINING, COVERED LANAI, 10,000 GAL WATER TANK ($3000), APPROVED SOLAR HOT WATER VARIANCE ATTACHED. RE:BK2017-00383 | [10 empty] | Single |  |  |  | 2020-03-04 | 83 | 5000.00 | Issued
EH2020-00268 | Electrical | KILAUEA ENTERPRISES | 571 AINAOLA DR HILO, HI 96720 | HIRAYAMA BROTHERS ELECTRIC INC HIRAYAMA BROTHERS ELECTRIC INC, JIM A RIDDIFORD JIM A RIDDIFORD | JIM A RIDDIFORD ( JIM A RIDDIFORD ) |  | 220080480000 | 288 KILAUEA AVENUE HILO, HI 96720 | Alteration | ALTERATION TO EXISTING TENANT SPACE(SHAKA TEA) TO ADD 3-COMPARTMENT SINK, MOP SINK, ELECTRIC WATER HEATER, ELECTRICAL WORK FOR FUTURE FREEZER INSTALLATION. | [14 empty] | 2020-03-04 | 45 | 4000.00 | Issued | 2020-03-10
EK2020-00369 | Electrical | JANE C TRST DIERENFIELD |  | PHILIP R HANNA, AZA SUMMERS AZA SUMMERS, RENEWABLE ENERGY SERVICES (RES) INC RENEWABLE ENERGY SERVICES (RES) INC | RENEWABLE ENERGY SERVICES (RES) INC ( RENEWABLE ENERGY SERVICES (RES) INC ) | PHILIP R HANNA | 750200510000 | 750119 KAIOLU DR HI (75020051) | Alteration | Installation of (9) additional roof mount LG 370Q1C-V5 modules and (9) Enphase IQ7+ Microinverters |  |  |  | Private | [10 empty] | 2020-03-05 | 33 | 23827.00 | Issued
EH2020-00279 | Electrical | HAWAII ISLALMIC FOUNDATION |  | ALWAYS ON ELECTRIC CHARLES F MEREDITH | NONE-ELECTRIC ONLY |  | 150161640000 | 151950 33RD AVE HI | Electric Only,Repair | ELECTRIC ONLY - REPAIR RISER PIPE DAMAGED BY TREE | [10 empty] | Single |  |  |  | 2020-03-05 | 13 | 600.00 | Issued | 2020-03-06
EK2020-00379 | Electrical | WAYNE W DUARTE | 74-5086 HOOLOA ST KAILUA KONA, HI 96740 1428 | DAVID H ALMER DAVID H ALMER |  |  | 760040530000 | 765957 D MAMALAHOA HWY HI | Electric Only | NEW SERVICE REFERENCE BP K07406 | [10 empty] | Single |  |  |  | 2020-03-05 | 19 | 2500.00 | Issued
EH2020-00277 | Electrical | MARTIN III CAMBRA | PO BOX 39 PAHOA, HI 96778 0039 | ALWAYS ON ELECTRIC CHARLES F MEREDITH, GILBERT KEALOHA GILBERT KEALOHA | GILBERT KEALOHA ( GILBERT KEALOHA ) |  | 160730710000 | 16-2065 HIBISCUS DRIVE HI | New | NEW 3 BEDROOM, 2 BATHROOM SINGLE FAMILY DWELLING ON CONCRETE SLAB FOUNDATION. SEPTIC SYSTEM. 7'2" HIGH GALVANIZED STEEL WATER TANK. HEAT PUMP WATER HEATER (DBEDT VARIANCE APPROVED 10/31/19).\n\nLIVING/DINING/KITCHEN (SINK, DISHWASHER, RANGE/OVEN, REFRIGER | [10 empty] | Single |  |  |  | 2020-03-05 | 95 | 6000.00 | Issued
EH2020-00272 | Electrical | CHRISTOPHER GERKEN |  | ALTERNATIVE ENERGY RESOURCES INC | NONE-ELECTRIC ONLY |  | 160090200000 | 161987 36TH AVE HI (16009020) | Electric Only,Repair | ELECTRIC ONLY AT EXISTING DWELLING (BP #791521) - Replace electrical service panel | [10 empty] | Single |  |  |  | 2020-03-05 | 13 | 1200.00 | Issued | 2020-03-05
EH2020-00276 | Electrical | MARILYN MOHAMED | HI | IWAMOTO ELECTRIC LLC IWAMOTO ELECTRIC LLC | OWNER-BUILDER ( OWNER-BUILDER ) |  | 110530770000 | 113052 ALII KANE ST HI (11053077) | New | New service on meterpole (NEW DWELLING UNDER CONSTRUCTION BP #BH2016-01574. ALL OTHER ELECTRICAL WORK BY SEPARATE PERMIT). | [10 empty] | Single |  |  |  | 2020-03-05 | 13 | 1000.00 | Issued | 2020-03-11
EK2020-00378 | Electrical | MICHAEL CONBOY | HI | RONALD D MCHALE RONALD D MCHALE |  |  | 770050040000 | 776215 MAMALAHOA HWY HI | Electric Only | REPAIR AND RESTORE OLD AND FAULTY ELECTRIC TO EXISTING DWELLING | [14 empty] | 2020-03-05 | 93 | 3500.00 | Issued
EK2020-00368 | Electrical | KAREN ANDERSON |  | ADAM L O'LEARY ADAM L O'LEARY, RISING SUN SOLAR AND ELECTRIC LLC RISING SUN SOLAR AND ELECTRIC LLC |  |  | 620050010001 | 62-1207 WAIEMI PL KAMUELA, HI 96743 (62005001) | Alteration,Electric Only | UPGRADE EXISTING SERVICE | [10 empty] | Single |  |  |  | 2020-03-05 | 15 | 5000.00 | Issued
EK2020-00375 | Electrical | FAMILY TR MATTHEWS |  | VP ELECTRIC LLC VP ELECTRIC LLC | FAMILY TR MATTHEWS |  | 750160450000 | 755812 MAMALAHOA HWY HI | New,Solar Water Heater | NEW FARM DWELLING: 4 BEDROOMS, 3 BATHROOMS, LIVING, KITCHEN, LAUNDRY WITH SINK, 2 CAR GARAGE, COVERED LANAI, COVERED ENTRY. SOLAR WATER HEATER WITH PANELS ONLY ON ROOF. RE:BK2020-00292 | [10 empty] | Single |  |  |  | 2020-03-05 | 189 | 15000.00 | Issued | 2020-03-31
EH2020-00275 | Electrical | WILLOW PLAZA LLC |  | THOMPSON INDUSTRIES LLC, WALLACE T OKI WALLACE T OKI, IWAMOTO ELECTRIC LLC IWAMOTO ELECTRIC LLC | THOMPSON INDUSTRIES LLC | WALLACE T OKI ( WALLACE T OKI ) | 150070690000 | 15-1485 KAHAKAI BOULEVARD HI (15007069) | Alteration | INTERIOR TENANT IMPROVEMENT TO PUNA KAI SHOPPING CENTER, BUILDING I/J, UNIT I1 FOR STRATOS PIZZA RESTAURANT - DINING AREA, BAR, KITCHEN, FOOD PREP, DISHWASH, WALK-IN COOLER, OFFICE, HALLWAY TO REAR EXIT, WOMEN'S RESTROOM(LAVATORY, WATER CLOSET), MEN'S RES | [10 empty] | Three |  |  |  | 2020-03-05 | 165 | 35000.00 | Issued
EH2020-00282 | Electrical | ROBIN CARLTON KUTSCH | P.O. BOX 2471 LEBANON, OR 97355-0809 | MASON'S REPAIR SERVICE LLC MASON'S REPAIR SERVICE LLC | OWNER BUILDER ( OWNER BUILDER ) |  | 110420470000 | 11-2703 PLUMERIA STREET HI | New | NEW 1 BEDROOM, 1 BATH single family DWELLING POST & PIER FOUNDATION. SEPTIC SYSTEM. GALVANIZED 10,000 GALLON, 7'6" high WATER CATCHMENT TANK. ON-DEMAND HOT WATER-APPROVED VARIANCE 1/17/2019.\n\nSTAIR ACCESS ON TO COVERED LANAI. LIVING/DINING ROOM, KITCHEN | [10 empty] | Single |  |  |  | 2020-03-05 | 99 | 7100.00 | Issued | 2020-03-11
EH2020-00281 | Electrical | EXTRA SPACE OF HILO LLC KATHY MORGAN | HI | RICKERT C HENRIKSEN RICKERT C HENRIKSEN, YAMAMOTO ELECTRICAL SERVICES LLC YAMAMOTO ELECTRICAL SERVICES LLC | YAMAMOTO ELECTRICAL SERVICES LLC ( YAMAMOTO ELECTRICAL SERVICES LLC ) | RICKERT C HENRIKSEN ( RICKERT C HENRIKSEN ) | 210070090000 | 399 KALANIANAOLE ST HI (21007009) | New | Roof mounted photovoltaic system with battery back up. 105 PV MODULES ON AN EXISTING STORAGE BUILDING WITH OFFICE BY PERMIT 010420. |  |  |  | Private | [10 empty] | 2020-03-05 | 173 | 173000.00 | Issued
EH2020-00273 | Electrical | ERIN AKEMI KITA | 1300 OIHANA ST HILO, HI 96720 | KERRY K OKUDA, DRAINPIPE PLUMBING AND SOLAR LLC DRAINPIPE PLUMBING AND SOLAR LLC | DRAINPIPE PLUMBING AND SOLAR LLC ( DRAINPIPE PLUMBING AND SOLAR LLC ) |  | 240790130000 | 1314 OMAOMAO PL HI | Alteration,Solar Water Heater | SOLAR WATER HEATER INSTALLATION - INSTALL 120V OUTLET FOR SOLAR WATER HEATER CONTROL BOX. PANELS ONLY ON ROOF OF EXISTING DWELLING (BP #B2007-2518H) | [14 empty] | 2020-03-05 | 11 | 250.00 | Complete | 2020-03-06
EH2020-00274 | Electrical | TAO FARMS LLC |  | CHENGWU CHEN CHENGWU CHEN, SPREE SOLAR SYSTEMS LLC SPREE SOLAR SYSTEMS LLC | SPREE SOLAR SYSTEMS LLC ( SPREE SOLAR SYSTEMS LLC ) | CHENGWU CHEN ( CHENGWU CHEN ) | 280150010000 | 283628 HAWAII BELT RD HI (28015001) | Alteration | Install new pole mounted pv array. 67 PANELS TOTAL ON 5 SEPARATE GROUND MOUNT STRUCTURES W/ 16kWh BLUE ION BATTERY CABINET SYSTEM @ DWELLING STRUCTURE #1: 14 PANELS STRUCTURE #2: 14 PANELS STRUCTURE #3: 9 PANELS STRUCTURE #4: 15 PANELS STRUCTURE #5: |  |  |  | Private | [10 empty] | 2020-03-05 | 173 | 150000.00 | Issued | 2020-03-31
EH2020-00280 | Electrical | LONGS DRUG STORES INC |  | SUPERIOR SECURITY SYSTEMS LLC SUPERIOR SECURITY SYSTEMS LLC | SUPERIOR SECURITY SYSTEMS LLC ( SUPERIOR SECURITY SYSTEMS LLC ) |  | 220110430000 | 555 KILAUEA AVE HI (22011043) | Alteration | Upgrade of fire alarm system. ALTERATION TO UPGRADE THE FIRE ALARM AND SPRINKLER SYSTEM FOR LONGS DOWNTOWN HILO. | [14 empty] | 2020-03-05 | 35 | 6000.00 | Issued
EK2020-00374 | Electrical | WAL-MART STORES INC ( WAL-MART STORES INC ) |  | SUPERIOR ELECTRICAL & PLUMBING INC |  |  | 750040430000 | 751015 HENRY ST HI | New | INSTALL (1)-28.16 SF POLYCARBONATE GROUND SIGN MOUNTED ON EXISTING ROCK WALL, NOT ILLUMINATED, SIGN TO READ: "WALMART" & LOGO. (2)-NEW 147.78 SF ALUMINUM/POLYCARBONATE WALL MOUNT SIGNS,( 1-SIGN AT ENTRANCE OF STORE AND 1-SIGN FRONTING HIGHWAY,ILLUMINATED, | [14 empty] | 2020-03-05 | 23 | 1000.00 | Issued
EH2020-00283 | Electrical | KAY L MERRILL | 132 SUNSET DR LODI, CA 95240 3318 | BRUCE A RUSSELL BRUCE A RUSSELL, ALWAYS ON ELECTRIC POWER | ALWAYS ON ELECTRIC POWER | BRUCE A RUSSELL ( BRUCE A RUSSELL ) | 120400090000 | 12-7055 KAMOAMOA STREET HI | Alteration | INSTALLATION OF 9-PANELS ROOF-MOUNTED OFF-GRID PHOTOVOLTAIC SYSTEM TO DWELLING UNDER CONSTRUCTION, WITH 2.7 KW DC | [14 empty] | 2020-03-05 | 107 | 13500.00 | Issued
EK2020-00372 | Electrical | JODY-ANN BARBARA ASHMORE | HC 3 BOX 4660 KEAAU, HI 96749 9604 | PETERSENDEAN HAWAII LLC, WILLIAM K LOU, JAMES R VINCI JAMES R VINCI | PETERSENDEAN HAWAII LLC | WILLIAM K LOU | 160640250000 | 16-1353 37TH AVENUE HI | Alteration | PV-PV ROOF MOUNT TO EXISTING DWELLING, 17 PANELS, 320 WATT, 5.44 KWDC, 1 TESLA POWERWALL 2 BATTERY. | [14 empty] | 2020-03-05 | 89 | 37629.00 | Issued
EK2020-00373 | Electrical | SCOTT ROBERT KOEBERLE | 380 16-566 KEAAU PAHOA RD. STE 188 KEAAU, HI 96749 8137 | WILLIAM K LOU, PETERSENDEAN HAWAII LLC | PETERSENDEAN HAWAII LLC | WILLIAM K LOU | 160091140000 | 161858 34TH AVE HI | Alteration | PV-PV ROOF MOUNT TO EXISTING DWELLING, 35 PANELS, 365 WATT, 12.775 KWDC, 1 TESLA POWERWALL 2 BATTERY | [14 empty] | 2020-03-05 | 115 | 63875.00 | Issued
EK2020-00370 | Electrical | TERISA ANN MATES | PO BOX 901 HILO, HI 96721 0901 | WILLIAM K LOU, PETERSENDEAN HAWAII LLC | PETERSENDEAN HAWAII LLC | WILLIAM K LOU | 240430360000 | 95 KAULANA ST HI | Alteration | PV-PV ROOF MOUNT TO EXISTING DWELLING, 34 PANELS, 320 WATT, 10.88 KWDC, 1 TESLA POWERWALL 2 BATTERY | [14 empty] | 2020-03-05 | 103 | 54400.00 | Issued
EK2020-00371 | Electrical | KATHERINE IRENE PERRY | 81-1079 CAPTAIN COOK RD APT B CAPTAIN COOK, HI 96704 8115 | WILLIAM K LOU, PETERSENDEAN HAWAII LLC | PETERSENDEAN HAWAII LLC | WILLIAM K LOU | 730230730000 | 731044 AHULANI ST HI | Alteration | PV-PV ROOF MOUNT TO EXISTING DWELLING, 40 PANELS, 335 WATT, 13.43 KWDC | [14 empty] | 2020-03-05 | 81 | 67000.00 | Issued
EK2020-00376 | Electrical | COSTCO WHOLESALE CORP | 999 LAKE DR ISSAQUAH, WA 98027 8990 | HE TECHNOLOGIES LLC JARROD FUJINAGA |  |  | 730510010000 | 735600 MAIAU ST HI | Electric Only | INSTALL 4 NEW LOW VOLTAGE LED OCCUPANCY DISPLAY SIGNS AT EXISTING FUEL PUMP STATION | [14 empty] | 2020-03-05 | 53 | 5000.00 | Issued
EK2020-00377 | Electrical | UNIVERSITY OF THE NATIONS INC | 75-5851 KUAKINI HWY KAILUA KONA, HI 96740 2136 | RONALD D MCHALE RONALD D MCHALE, BRUCE W LOGAN BRUCE W LOGAN, LYMAN M MORIKAWA LYMAN M MORIKAWA, GORDON A ISRAELSON GORDON A ISRAELSON, HERBERT T. ISHIDA HERBERT T. ISHIDA, KJ WALK INC KJ WALK INC | KJ WALK INC ( KJ WALK INC ) | BRUCE W LOGAN ( BRUCE W LOGAN ) | 750100030000 | 755851 KUAKINI HWY HI | Alteration | WORK STARTED WITHOUT PERMIT FOR INTERIOR IMPROVEMENT TO EXISTING CAFETERIA BUILDING LOWER LEVEL AT UNIVERSITY OF THE NATIONS PHASE 2: LOWER LEVEL: 8 WOMEN/MEN BATHROOMS, RECEPTION, GALLERY, SERVER ROOM, ELECTRICAL ROOM, 3 ELECTRICAL CLOSETS, MECHANICAL | [14 empty] | 2020-03-05 | 1214 | 50000.00 | Issued | 2020-03-06
EH2020-00278 | Electrical | TOMSILAV VREBAC |  | ALWAYS ON ELECTRIC CHARLES F MEREDITH | OWNER BUILDER ( OWNER BUILDER ) |  | 150800400000 | 15-2707 INA STREET HI | New | NEW 2 BEDROOM, 1 BATH DWELLING ON SLAB FOUNDATION. SEPTIC SYSTEM. COUNTY WATER. \n\nENTRY INTO DINING/KITCHEN (REF, RANGE, DBL SINK WITH DISPOSAL) & LAUNDRY CLOSET WITH STACK WASHER/DRYER SPACE, LIVING ROOM, OPEN COVERED LANAI. BEDROOM #2, BATHROOM WITH T | [10 empty] | Single |  |  |  | 2020-03-05 | 85 | 6000.00 | Issued | 2020-03-16
EK2020-00385 | Electrical | CIMS 66 LLC | HI | TIMOTHY C WRIGHT TIMOTHY C WRIGHT, BOLTON INC BOLTON INC | BOLTON INC ( BOLTON INC ) |  | 730510480000 | 735573 LAWEHANA ST HI | As Built | 'AS BUILT' FIRE MONITORING PERMIT FOR BUILDING 1 New BUILDING 1 story steel framed warehouse with attached office and tenant improvements: WAREHOUSE FLOOR PLAN CONSISTS OF 2-WAREHOUSE BAYS, RESTROOM (W/2-TOILETS, 2-SINKS, UTILITY ROOM W/1-SINK). ATTACHED | [14 empty] | 2020-03-06 | 135 | 8500.00 | Complete | 2020-03-25
EK2020-00387 | Electrical | BRIAN J/ANDREA L TTEES LIEVENS | 75-668 MAKALAUNA PL KAILUA KONA, HI 96740 8817 | SHANE KITCHENS SHANE KITCHENS, BRUCE A RUSSELL BRUCE A RUSSELL, PRO SOLAR HAWAII LLC | ( PRO SOLAR HAWAII LLC ) | BRUCE A RUSSELL ( BRUCE A RUSSELL ) | 280100230002 | 282639 KAHALONO RD HI | Alteration | PV INSTALLATION- ROOF MOUNT, 20 PANELS, 320 WATT, 5.8 KW TO EXISTING DWELLING | [14 empty] | 2020-03-06 | 49 | 32000.00 | Complete | 2020-03-23
EK2020-00382 | Electrical | UNIVERSITY OF THE NATIONS INC | 75-5851 KUAKINI HWY KAILUA KONA, HI 96740 2136 | RONALD D MCHALE RONALD D MCHALE, BRUCE W LOGAN BRUCE W LOGAN, KJ WALK INC KJ WALK INC | KJ WALK INC ( KJ WALK INC ) | BRUCE W LOGAN ( BRUCE W LOGAN ) | 750100030000 | 755851 KUAKINI HWY HI | Alteration | INTERIOR IMPROVEMENT TO EXISTING CAFETERIA BUILDING LOWER LEVEL AT UNIVERSITY OF THE NATIONS PHASE 4: 6-CLASSROOMS, HOSPITALITY ROOM WITH A SINK AND COFFEE AREA WITH SINK. ELECTRICAL AND PLUMBING. RE:BK2019-01689 | [14 empty] | 2020-03-06 | 237 | 20000.00 | Issued
EH2020-00287 | Electrical | IWAO NAKAMURA |  | KEITH SHIGEHARA PLUMBING, INC. KEITH SHIGEHARA PLUMBING, INC., HIRAYAMA BROTHERS ELECTRIC INC HIRAYAMA BROTHERS ELECTRIC INC | KEITH SHIGEHARA PLUMBING, INC. ( KEITH SHIGEHARA PLUMBING, INC. ) |  | 240681430000 | 1581 KOELE ST HI (24068143) | Alteration,Solar Water Heater | INSTALLATION OF SOLAR WATER HEATER WITH PANELS ON ROOF | [14 empty] | 2020-03-06 | 17 | 6000.00 | Complete | 2020-03-31
EH2020-00285 | Electrical | TAMMYANN RAMOS | PO BOX 10521 HILO, HI 96721 5521 | DWE INC DWE INC, QUALIFIED PLUMBING INC QUALIFIED PLUMBING INC |  |  | 230400290000 | KAUMANA DR Hilo, HI 96720 | Alteration,Solar Water Heater | SOLAR HOT WATER SYSTEM-ONLY PANELS ON ROOF. (DWELLING COMPLETED BY BP BK2018-00851) | [14 empty] | 2020-03-06 | 17 | 300.00 | Issued
EH2020-00286 | Electrical | ROBERT TOSHIKAZU TRST SUGIHARA |  | HIRAYAMA BROTHERS ELECTRIC INC HIRAYAMA BROTHERS ELECTRIC INC, KEITH SHIGEHARA PLUMBING, INC. KEITH SHIGEHARA PLUMBING, INC. | KEITH SHIGEHARA PLUMBING, INC. ( KEITH SHIGEHARA PLUMBING, INC. ) |  | 240580030000 | 794 HAIHAI ST HI (24058003) | Alteration,Solar Water Heater | INSTALLATION OF SOLAR WATER HEATER WITH PANELS ON ROOF | [14 empty] | 2020-03-06 | 17 | 5450.00 | Complete | 2020-03-30
EK2020-00390 | Electrical | NORMAN GERALD BETER | 95-672 HINALII ST MILILANI, HI 96789 2803 | DOMINGO A VILLARUEL, KEVIN M MURAR KEVIN M MURAR, SUNRUN INSTALLATION SERVICES INC | ( SUNRUN INSTALLATION SERVICES INC ) | DOMINGO A VILLARUEL | 150412030000 | 15-1583 RAILROAD AVE HI | Alteration | INSTALLATION OF 9 PANELS, 3.0WDC, ROOF MOUNTED PV (PHOTOVOLTAIC) SYSTEM TO EXISTING DWELLING (1LG CHEM RESU LITHIUM ION BATTERY)9.3KWH, 214LB EA |  |  |  | Private | [10 empty] | 2020-03-06 | 87 | 14850.00 | Issued
EK2020-00383 | Electrical | CHRISTOPHER G LYNN TRST | 20402 BORDEAUX DR RENO, NV 89511 | VP ELECTRIC LLC VP ELECTRIC LLC, PAIGE L WILBURN PAIGE L WILBURN, KAUHALE KILOHANA LLC KAUHALE KILOHANA LLC | KAUHALE KILOHANA LLC ( KAUHALE KILOHANA LLC ) | PAIGE L WILBURN ( PAIGE L WILBURN ) | 620080260000 | 623460 ALOALII PL HI | Alteration | ALTERATIONS TO EXISTING DWELLING - ENCLOSE A PORTION OF LANAI AT THE LIVING AREA AND KITCHEN AREA. BEDROOM 1 - RECONFIGURE EXISTING CLOSET, REMOVE TUB AND SHOWER TO REPLACE WITH NEW SHOWER. EXISTING STEREO AREA OFF OF LIVING ROOM TO BE REPLACE WITH COUNTE | [14 empty] | 2020-03-06 | 81 | 75000.00 | Issued
EK2020-00392 | Electrical | NINA GARCIA |  | DOMINGO A VILLARUEL, KEVIN M MURAR KEVIN M MURAR, SUNRUN INSTALLATION SERVICES INC | ( SUNRUN INSTALLATION SERVICES INC ) | DOMINGO A VILLARUEL | 830110350000 | 835562 HAWAII BELT RD HI (83011035) | Alteration | INSTALLATION OF 44 PANELS, 12.8WDC, ROOF MOUNTED PV (PHOTOVOLTAIC) SYSTEM TO EXISTING DWELLING (3 LG CHEM RESU LITHIUM ION BATTERIES)9.3KWH, 214LB EA |  |  |  | Private | [10 empty] | 2020-03-06 | 189 | 63800.00 | Issued
EK2020-00386 | Electrical | HILTON RESORT CORP | 5323 MILLENIA LAKES BLVD ORLANDO, FL 32839 3392 | A-1 A-LECTRICIAN INC |  |  | 690070390000 | 69-425 WAIKOLOA BEACH DRIVE WAIKOLOA, HI | Supplemental | SUPPLEMENT TO EK2019-01886 conduit 200 linear ft SITE WORK, LANDSCAPE LIGHTING, ELECTRICAL ONLY | [14 empty] | 2020-03-06 | 15 | 5000.00 | Issued | 2020-03-27
EK2020-00380 | Electrical | SARAH PREECE VINNEDGE TR |  | HUMMEL CONSTRUCTION LLC HUMMEL CONSTRUCTION LLC, BIG ISLAND ELECTRIC INC BIG ISLAND ELECTRIC INC | HUMMEL CONSTRUCTION LLC ( HUMMEL CONSTRUCTION LLC ) |  | 810090200000 | HI (81009020) | New,Solar Water Heater | NEW DWELLING - COVERED ENTRY PORCH, KITCHEN, LIVING, DINING, 3 BEDROOMS, 2 BATHROOMS, LAUNDRY AREA WITH WASHER/DRYER, SOLAR HEATER, COVERED LANAI, SOLAR WATER HEATER WITH PANELS ON ROOF. DETACHED GARAGE WITH STORAGE. RE:BK2020-00058 | [10 empty] | Single |  |  |  | 2020-03-06 | 127 | 25000.00 | Issued | 2020-03-27
EK2020-00389 | Electrical | RICHARD VEZINA | HI | DOMINGO A VILLARUEL, KEVIN M MURAR KEVIN M MURAR, SUNRUN INSTALLATION SERVICES INC | ( SUNRUN INSTALLATION SERVICES INC ) | DOMINGO A VILLARUEL | 780230360000 | HOLUAKI LOOP HI | Alteration | INSTALLATION OF 22 PANELS, 7.3WDC, ROOF MOUNTED PV (PHOTOVOLTAIC) SYSTEM TO EXISTING DWELLING (2 LG CHEM RESU LITHIUM ION BATTERIES) 9.3KWH, 215 LB EA |  |  |  | Private | [10 empty] | 2020-03-06 | 95 | 36300.00 | Issued
EK2020-00393 | Electrical | VERONICA EUGENIO |  | DOMINGO A VILLARUEL, KEVIN M MURAR KEVIN M MURAR, SUNRUN INSTALLATION SERVICES INC | ( SUNRUN INSTALLATION SERVICES INC ) | DOMINGO A VILLARUEL | 530110850000 | 533964 HIWAHIWA ST HI (53011085) | Alteration | INSTALLATION OF 16 PANELS, 5.3WDC, ROOF MOUNTED PV (PHOTOVOLTAIC) SYSTEM TO EXISTING DWELLING (2 LG CHEM RESU LITHIUM ION BATTERIES)9.3KWH, 214LB EA |  |  |  | Private | [10 empty] | 2020-03-06 | 117 | 26400.00 | Issued
EK2020-00381 | Electrical | DAVID A FIRESTONE | PO BOX 198900 PMB 124 HAWI, HI 96719 8900 | HAWAIIAN SOLAR & PLUMBING INC HAWAIIAN SOLAR & PLUMBING INC, WILLIAM C FOULK WILLIAM C FOULK | HAWAIIAN SOLAR & PLUMBING INC ( HAWAIIAN SOLAR & PLUMBING INC ) | WILLIAM C FOULK ( WILLIAM C FOULK ) | 540060770000 | 543726 LEHUULA CIR HI | Solar Water Heater | INSTALLATION OF SOLAR WATER HEATER PANELS WITH TANK ON ROOF TO EXISTING DWELLING. | [14 empty] | 2020-03-06 | 11 | 300.00 | Issued
EK2020-00391 | Electrical | KAWASAKI-YEE FAMILY 2012 TRST | 35401 TERRA COTTA CIR FREMONT, CA 94536 7634 | DOMINGO A VILLARUEL, KEVIN M MURAR KEVIN M MURAR, SUNRUN INSTALLATION SERVICES INC | ( SUNRUN INSTALLATION SERVICES INC ) | DOMINGO A VILLARUEL | 280180220000 | 281720 PUAKO ST HI | Alteration | INSTALLATION OF 9 PANELS, 3.0WDC, ROOF MOUNTED PV (PHOTOVOLTAIC) SYSTEM TO EXISTING DWELLING (1 LG CHEM RESU LITHIUM ION BATTERY) 9.3KWH, 214 LB EA |  |  |  | Private | [10 empty] | 2020-03-06 | 99 | 14850.00 | Issued
EH2020-00288 | Electrical | KENNETH K KINDT TR | HI | MICHAEL T OMIJA MICHAEL T OMIJA, S & F BUILDING CONSULTING INC S & F BUILDING CONSULTING INC | S & F BUILDING CONSULTING INC ( S & F BUILDING CONSULTING INC ) |  | 720150740000 | 724085 ALAHEE PL HI | New | REPLACE FIBERGLASS POOL/SPA WITH LAP POOL.ROCK WALL OF 40 LINEAR FT. MAX HEIGHT OF 6 FT. POOL SECURITY FENCE 4'6' MAX HEIGHT. GROUND MOUNT SOLAR WATER HEATER FOR POOL. | [14 empty] | 2020-03-06 | 49 | 3500.00 | Issued | 2020-03-09
EK2020-00388 | Electrical | NEWMARK GROUP LLC | 73-4840 KANALANI STREET PMB 178 KAILUA KONA, HI 96740 | ULTIMATE ELECTRIC LLC ULTIMATE ELECTRIC LLC, MARK A MORRISON MARK A MORRISON, PACIFIC VISTA DEVELOPMENT LLC PACIFIC VISTA DEVELOPMENT LLC |  | MARK A MORRISON ( MARK A MORRISON ) | 770200720000 | 77-6448 KILOHANA STREET HI | New | NEW INSTALLATION OF AIR CONDITIONING SYSTEM TO EXISTING DWELLING (BK2019-00684). | [14 empty] | 2020-03-06 | 49 | 5600.00 | Issued | 2020-03-09
EK2020-00395 | Electrical | RODNEY EVERETT WILBUR |  | GEORGE T KRAIL GEORGE T KRAIL, EIM LLC KELLY J MEDEIROS |  |  | 160860400000 | KULEANA STREET HI (16086040) | New | NEW SINGLE FAMILY DWELLING 3 BEDROOM, 2 BATH, 2 CAR CARPORT ON SLAB, SEPTIC, 10,000 GAL GALVANIZED WATER CATCHMENT, ELECTRIC HOT WATER HEATER WITH APPROVED VARIANCE DATED 10/14/19 CONCRETE LANDING INTO LIVING/DINING/KITCHEN (SINK W/DISPOSAL, REFER, RAN | [10 empty] | Single |  |  |  | 2020-03-06 | 79 | 6000.00 | Issued | 2020-03-23
EK2020-00394 | Electrical | RODNEY EVERETT WILBUR |  | GEORGE T KRAIL GEORGE T KRAIL, EIM LLC KELLY J MEDEIROS |  |  | 160860410000 | 16-2081 KULEANA ST HI (16086041) | New | NEW SINGLE FAMILY DWELLING 3 BEDROOM, 2 BATH, 2 CAR CARPORT ON SLAB, SEPTIC, 10,000 GAL GALVANIZED WATER CATCHMENT, ELECTRIC HOT WATER HEATER WITH APPROVED VARIANCE DATED 10/14/19 CONCRETE LANDING INTO LIVING/DINING/KITCHEN (SINK W/DISPOSAL, REFER, RAN | [10 empty] | Single |  |  |  | 2020-03-06 | 89 | 6000.00 | Issued | 2020-03-23
EH2020-00284 | Electrical | COUNTY OF HAWAII |  | NESTOR D GUERRERO NESTOR D GUERRERO, ELI WALTZ | OWNER-BUILDER ( OWNER-BUILDER ) |  | 220120040000 | 25 AUPUNI ST HI | Alteration | ALTERATIONS TO BASEMENT BELOW OFFICE OF ELECTIONS FOR BALLOT COUNTING. ALTERATIONS INCLUDE NEW 33' LONG BY 9' HIGH 2X4 WOOD STUD WALL @24" O.C. WITH CAGE-WIRE COVER, NEW DOUBLE WIDE 3' WIDE BY 7' HIGH 2X4 WOOD GATE WITH PADLOCK. ***ELECTRICAL ONLY ** NO | [14 empty] | 2020-03-06 | 17 | 1500.00 | Complete | 2020-03-25
EK2020-00384 | Electrical | KUPA'A HOLDINGS LLC | P.O. BOX 926 KAILUA KONA, HI 96745-0926 | VP ELECTRIC LLC VP ELECTRIC LLC, WILLIAM C FOULK WILLIAM C FOULK, J H BUSCHER COMPANY INC | ( J H BUSCHER COMPANY INC ) | WILLIAM C FOULK ( WILLIAM C FOULK ) | 730511250000 | KAMANU STREET HI | Alteration | ALTERATIONS FOR OCCUPANCY TO EXISTING WAREHOUSE (SHELL ONLY PERMIT BK2019-00284): ADD 2 NEW ADA UNISEX RESTROOMS, 1 RESTROOM WITH SHOWER IN BAY 6, OCCUPANCY FOR FULL STRUCTURE FOR BAYS 1 THROUGH 11, ELECTRICAL AND PLUMBING ONLY. RE:BK2020-00264 | [14 empty] | 2020-03-06 | 31 | 5000.00 | Issued | 2020-03-25
EH2020-00291 | Electrical | HAWAIIAN ISLAND INVESTMENT SOLUTION LLC |  | BECC BUILDERS LLC BECC BUILDERS LLC, CRAIG L ERIKSSON CRAIG L ERIKSSON |  |  | 160810510000 | 16-2046 PARADISE DRIVE HI (16081051) | New | NEW SINGLE FAMILY DWELLING 3 BEDROOM, 2 AND HALF BATH, 2 CAR GARAGE ON CONCRETE SLAB, SEPTIC, GALVANIZED WATER CATCHMENT, SOLAR HOT WATER WITH PANELS ONLY ON ROOF ENTRY INTO LIVING/DINING/KITCHEN (REFER, RANGE, SINK), COVERED LANAI, BATH #2 (LAV, WATER | [10 empty] | Three |  |  |  | 2020-03-09 | 111 | 6000.00 | Issued | 2020-03-11
EH2020-00289 | Electrical | RONALD M ZIMMERMAN | 46-324 HAIKU RD APT 102 KANEOHE, HI 96744 3556 | MWO ELECTRICAL SERVICES LLC MWO ELECTRICAL SERVICES LLC | NONE-ELECTRIC ONLY |  | 160121330000 | 16-1440 40TH AVENUE HI | Electric Only,Supplemental | ELECTRIC ONLY - PROVIDE SERVICE/FEEDER EQUIPMENT FOR GENERATOR FEED-CONNECTION | [14 empty] | 2020-03-09 | 29 | 5000.00 | Issued | 2020-03-25
EK2020-00400 | Electrical | DAVID J ANDREE | 7711 171ST ST SW EDMONDS, WA 98026 | HAWAIIAN SOLAR & PLUMBING INC HAWAIIAN SOLAR & PLUMBING INC, WILLIAM C FOULK WILLIAM C FOULK | HAWAIIAN SOLAR & PLUMBING INC ( HAWAIIAN SOLAR & PLUMBING INC ) | WILLIAM C FOULK ( WILLIAM C FOULK ) | 730150210000 | 731105 LOLOA DR HI | Solar Water Heater | INSTALLATION OF SOLAR WATER HEATER PANELS WITH TANK ON ROOF TO EXISTING DWELLING. | [14 empty] | 2020-03-09 | 11 | 300.00 | Issued
EK2020-00399 | Electrical | KING, LONNIE T II/PETERSON, ANNE R TR |  | HAWAIIAN SOLAR & PLUMBING INC HAWAIIAN SOLAR & PLUMBING INC | HAWAIIAN SOLAR & PLUMBING INC ( HAWAIIAN SOLAR & PLUMBING INC ) |  | 770230150000 | 770113 KALANIUKA ST HI | Solar Water Heater | INSTALL SOLAR WATER HEATER WITH PANELS AND TANK ON ROOF TO EXISTING DWELLING (B2008-0790K) | [14 empty] | 2020-03-09 | 11 | 300.00 | Issued
EK2020-00398 | Electrical | KING, LONNIE T II/PETERSON, ANNE R TR |  | HAWAIIAN SOLAR & PLUMBING INC HAWAIIAN SOLAR & PLUMBING INC | HAWAIIAN SOLAR & PLUMBING INC ( HAWAIIAN SOLAR & PLUMBING INC ) |  | 770230150000 | 770113 KALANIUKA ST HI | Solar Water Heater | INSTALL SOLAR WATER HEATER WITH PANELS AND TANK ON ROOF TO EXISTING DETACHED BEDROOM (BK2015-02941) | [14 empty] | 2020-03-09 | 11 | 300.00 | Issued
EK2020-00397 | Electrical | JERRY LEROY WALIEZER | HI | HAWAIIAN SOLAR & PLUMBING INC HAWAIIAN SOLAR & PLUMBING INC | HAWAIIAN SOLAR & PLUMBING INC ( HAWAIIAN SOLAR & PLUMBING INC ) |  | 680080680000 | 681859 UA NOE ST HI | Solar Water Heater | INSTALL SOLAR WATER HEATER WITH PANELS AND TANK ON ROOF TO EXISTING DWELLING | [14 empty] | 2020-03-09 | 11 | 300.00 | Issued
EK2020-00396 | Electrical | CICERO D H CAVALCANTI | 2304 SE 51ST AVE PORTLAND, OR 97215 3906 | ENERGY PLUS ELECTRIC LLC ENERGY PLUS ELECTRIC LLC |  |  | 660041080000 | 661699 B KAWAIHAE RD HI | Electric Only | ELECTRICAL ONLY ADD WATER HEATER | [14 empty] | 2020-03-09 | 17 | 1500.00 | Issued
EH2020-00290 | Electrical | LANCE ITSUO MIYASATO | 495 KILOU PL HILO, HI 96720 6037 | EDWARD HIRAYAMA ELECTRIC INC EDWARD HIRAYAMA ELECTRIC INC | NONE-ELECTRIC ONLY |  | 240730320000 | 495 KILOU PL HI | Alteration,Electric Only | ELECTRIC ONLY - REPLACE SERVICE EQUIPMENT FOR FUTURE PV SYSTEM | [10 empty] | Single |  |  |  | 2020-03-09 | 33 | 8000.00 | Issued | 2020-03-30
EK2020-00401 | Electrical | WYATT BEN AKAHOSHI | 77-249 HOOMOHALA RD KAILUA KONA, HI 96740 | HAWAIIAN SOLAR & PLUMBING INC HAWAIIAN SOLAR & PLUMBING INC, WILLIAM C FOULK WILLIAM C FOULK | HAWAIIAN SOLAR & PLUMBING INC ( HAWAIIAN SOLAR & PLUMBING INC ) | WILLIAM C FOULK ( WILLIAM C FOULK ) | 810240110000 | 816614 KAEO PL HI | Solar Water Heater | INSTALLATION OF SOLAR WATER HEATER PANELS WITH TANK ON ROOF TO EXISTING DWELLING. | [14 empty] | 2020-03-09 | 11 | 800.00 | Complete | 2020-03-19
EK2020-00402 | Electrical | SHELBY WHITELAW CAMPBELL | 76-6303 KAHEIAU ST KAILUA KONA, HI 96740 2275 | HAWAIIAN SOLAR & PLUMBING INC HAWAIIAN SOLAR & PLUMBING INC, WILLIAM C FOULK WILLIAM C FOULK | HAWAIIAN SOLAR & PLUMBING INC ( HAWAIIAN SOLAR & PLUMBING INC ) | WILLIAM C FOULK ( WILLIAM C FOULK ) | 760230720000 | 766303 KAHEIAU ST HI | Solar Water Heater | INSTALLATION OF SOLAR WATER HEATER PANELS WITH TANK ON ROOF TO EXISTING DWELLING. | [14 empty] | 2020-03-09 | 11 | 300.00 | Issued
EK2020-00406 | Electrical | CAROL KOW |  | GARETH S BABAGAY DBA KUPA'A SERVICES , EIM LLC KELLY J MEDEIROS | ( GARETH S BABAGAY DBA KUPA'A SERVICES ) |  | 250360550000 | 79 HOKULANI ST HI (25036055) | New | NEW SINGLE FAMILY DWELLING 3 BEDROOM, 2 BATH, 2 CAR GARAGE ON SLAB, COUNTY WATER, SEPTIC, SOLAR HOT WATER WITH PANELS ON ROOF ENTRY INTO LIVING/DINING/KITCHEN (DISHWASHER, SINK W/DISPOSAL, GAS RANGE/OVEN, REFRIGERATOR), ISLAND (NO FIXTURES), COVERED PA | [10 empty] | Single |  |  |  | 2020-03-10 | 93 | 10000.00 | Issued | 2020-03-30
EK2020-00405 | Electrical | JORDAN M BROUGH |  | VP ELECTRIC LLC VP ELECTRIC LLC, JOSEPH A ZENK |  | JORDAN M BROUGH | 740030230000 | 74-5009 MAMALAHOA HIGHWAY HI | New | NEW Garage/Workshop/Storage (1,560 sq. ft.) Electrical only - no plumbing.\n\n(DWELLING UNDER CONSTRUCTION BK2018-01652) RE:BK2019-01256 | [10 empty] | Single |  |  |  | 2020-03-10 | 47 | 10000.00 | Issued | 2020-03-27
EK2020-00403 | Electrical | WENDI JUNE CRANDALL-AMIDON | 616 MALUNIU AVE APT D KAILUA, HI 96734 2168 | ENERGY PLUS ELECTRIC LLC ENERGY PLUS ELECTRIC LLC, MATTHEW M GRAVES MATTHEW M GRAVES | WENDI JUNE CRANDALL-AMIDON | MATTHEW M GRAVES ( MATTHEW M GRAVES ) | 420080470000 | 42-1684 KALAPAHAPUU ROAD | New,Solar Water Heater | NEW DWELLING: 1 BEDROOM, 1 1/2 BATHROOM, LIVING AREA WITH GAS FIREPLACE (MODEL GAS ZIRCON 34, ANSI Z21.50, $1000), KITCHEN, LAUNDRY/PANTRY, ENTRY, COVERED LANAIS, SOLAR WATER HEATER PANELS ONLY ON ROOF, 10,000 GALLON WATER TANK ($15,000) ELECTRICAL AND P | [14 empty] | 2020-03-10 | 137 | 13000.00 | Issued
EK2020-00404 | Electrical | RENE N HANAVAN | 77-195 MAHIEHIE ST KAILUA KONA, HI 96740 | HAWAIIAN SOLAR & PLUMBING INC HAWAIIAN SOLAR & PLUMBING INC, WILLIAM C FOULK WILLIAM C FOULK | HAWAIIAN SOLAR & PLUMBING INC ( HAWAIIAN SOLAR & PLUMBING INC ) | WILLIAM C FOULK ( WILLIAM C FOULK ) | 770250820000 | 770195 MAHIEHIE ST HI | Solar Water Heater | INSTALLATION OF SOLAR WATER HEATER PANELS WITH TANK ON ROOF TO EXISTING DWELLING. | [14 empty] | 2020-03-10 | 11 | 300.00 | Issued
EH2020-00293 | Electrical | ( SAI BABA HAWAII LLC ) | PO BOX 208 HILO, HI 96721 | TOP ELECTRICAL SYSTEMS LLC TOP ELECTRICAL SYSTEMS LLC, KIM K KAHELE KIM K KAHELE | KIM K KAHELE ( KIM K KAHELE ) |  | 230040150000 | 57 SHIPMAN ST HI | Alteration | PROPOSED ALTERATIONS/REPAIRS OF EXISTING WAREHOUSE BUILDING. REPLACE EXTERIOR WALLS WITH NEW METAL SIDING. NO ELECTRICAL. | [14 empty] | 2020-03-10 | 41 | 10000.00 | Issued
EH2020-00296 | Electrical | AMBER LEHUA MAKUAKANE |  | HE TECHNOLOGIES LLC JARROD FUJINAGA | OWNER-BUILDER ( OWNER-BUILDER ) |  | 150421260000 | 15-1556 17TH AVENUE HI | New | ***KILAUEA ERUPTION 2018*** NEW 3-BEDROOM, 2-BATH, 2-HALF BATHS SINGLE FAMILY DWELLING, POST & PIER FOUNDATION, SEPTIC SYSTEM, 10,000 GALLON GALVANIZED WATER TANK, SOLAR WATER HEATER WITH PANELS ON ROOF.\n\nOPEN-COVERED LANAI ENTRY TO LIVING ROOM, DINI | [10 empty] | Single |  |  |  | 2020-03-10 | 159 | 11500.00 | Issued | 2020-03-24
EH2020-00294 | Electrical | JOHN COLLINS |  | BRUCE A RUSSELL BRUCE A RUSSELL, P&T SOLAR COMPANY LTD P&T SOLAR COMPANY LTD | P&T SOLAR COMPANY LTD ( P&T SOLAR COMPANY LTD ) | BRUCE A RUSSELL ( BRUCE A RUSSELL ) | 151050520000 | 15-2828 KAHALA ST HI (15105052) | New | 24-320 WATT PHOTOVOLTAIC PANELS WITH (2) 4ZKE, 14.8KWH BATTERIES MOUNTED ON DWELLING AND GARAGE | [14 empty] | 2020-03-10 | 45 | 38400.00 | Issued
EH2020-00295 | Electrical | BRITTANY PAIGE ANDERSON | 100 BARENABA LN HILO, HI 96720 4218 | MATTOS ELECTRIC LLC MATTOS ELECTRIC LLC, Robert C Smelker ROBERT C SMELKER, PJ'S CONSTRUCTION PATRICK J LAWRENCE JR | PATRICK J LAWRENCE JR ( PJ'S CONSTRUCTION ) | ROBERT C SMELKER ( Robert C Smelker ) | 280120090000 | 28-1427 OLD MAMAMLAHOA HWY HI | New | NEW 2-STORY DWELLING: LOWER: 1 BEDROOM, 1 1/2 BATHS, LIVING, KITCHEN, PANTRY, LAUNDRY COVERED LANAI. UPPER: 2 BEDROOMS, 1 BATH, COVERED LANAI. SOLAR PANELS ON ROOF | [14 empty] | 2020-03-10 | 191 | 16000.00 | Issued | 2020-03-11
EH2020-00292 | Electrical | PARADISE PLANTATION, LLC | P.O. BOX 5488 LACY, WA 96815 | Z'S ELECTRIC LIMITED LIABILITY COMPANY | OWNER-BUILDER ( OWNER-BUILDER ) |  | 160860730000 | 16-2084 KING KAMEHAMEHA BLVD HI | New | NEW 3 BEDROOM, 3 BATH DWELLING WITH CONCRETE SLAB FOUNDATION. SEPTIC SYSTEM. SOLAR HOT WATER- ONLY PANELS ON ROOF. GALVANIZED WATER CATCHMENT TANK-10,000 GALLONS. COVERED ENTRY, LIVING ROOM, DINING, KITCHEN ( REF, DOUBLE SINK, RANGE, ISLAND COUNTER- N | [10 empty] | Single |  |  |  | 2020-03-10 | 141 | 8800.00 | Issued | 2020-03-11
EK2020-00410 | Electrical | JILL ANDREA MORGAN |  | BIG ISLAND ELECTRIC INC BIG ISLAND ELECTRIC INC | DAVID LEE AMENT |  | 730250520000 | 731717 HAO ST HI (73025052) | Addition | TWO LEVEL ATTACHED ADDITION TO EXISTING DWELLING: LOWER LEVEL: CARPORT, OFFICE, INTERNAL STAIRS TO UPPER LEVEL; UPPER LEVEL: 1 BEDROOM, 1 BATHROOM WITH STACK WASHER/ DRYER, REC. ROOM FOR PERSONAL USE WITH BAR SINK NOT APPROVED FOR A SECOND KITCHEN, COVE | [14 empty] | 2020-03-11 | 101 | 10000.00 | Issued | 2020-03-19
EH2020-00309 | Electrical | ELLA M MONTRIE | PO BOX 1698 PAHOA, HI 96778 1698 | MOKE'S ELECTRIC LLC MOKE'S ELECTRIC LLC | ( NONE-ELECTRIC ONLY ) |  | 150750100000 | 150824 KAHAKAI BLVD HI | Electric Only,Repair | REPLACE METER AND NEW LOAD CENTER | [10 empty] | Single |  |  |  | 2020-03-11 | 87 | 3700.00 | Issued
EH2020-00318 | Electrical | LYNN Y TRST ESAKI | PO BOX 7427 HILO, HI 96720 8944 | KEITH SHIGEHARA PLUMBING, INC. KEITH SHIGEHARA PLUMBING, INC., HIRAYAMA BROTHERS ELECTRIC INC HIRAYAMA BROTHERS ELECTRIC INC | KEITH SHIGEHARA PLUMBING, INC. ( KEITH SHIGEHARA PLUMBING, INC. ) |  | 240480180000 | 1297 KUMUWAINA PL HI | Alteration,Solar Water Heater | SOLAR WATER HEATER INSTALLATION AT EXISTING DWELLING (BP #B2005-1217H). PANELS ONLY ON ROOF. | [14 empty] | 2020-03-11 | 17 | 6500.00 | Issued
EH2020-00316 | Electrical | LARRY JOSEPH FRANCISCO FRONDA | PO BOX 5537 HILO, HI 96720 8537 | Z'S ELECTRIC LIMITED LIABILITY COMPANY, ELMER AH CHEW LUM JR ELMER AH CHEW LUM JR | ELMER AH CHEW LUM JR ( ELMER AH CHEW LUM JR ) |  | 150360070000 | 15-1380 26TH AVENUE HI | New | NEW 4 BEDROOM, 2.5 BATHROOM SINGLE FAMILY DWELLING ON CONCRETE SLAB FOUNDATION. SEPTIC SYSTEM. 5'4" HIGH, 10,900 GALLON GALVANIZED STEEL WATER TANK. SOLAR WATER HEATER-PANELS ONLY ON ROOF.\n\nCOVERED ENTRY TO FOYER/LIVING/DINING/KITCHEN (DOUBLE SINK and d | [10 empty] | Single |  |  |  | 2020-03-11 | 141 | 12500.00 | Issued | 2020-03-18
EH2020-00319 | Electrical | STATE OF HAWAII |  | NESTOR D GUERRERO NESTOR D GUERRERO | NONE-ELECTRIC ONLY |  | 220150330000 | 101 PAUAHI STREET HI | Electric Only | INSTALL TELE POWER POLE BY FRONT COUNTER. TAP TO EXISTING OUTLETS | [14 empty] | 2020-03-11 | 21 | 1000.00 | Complete | 2020-03-17
EK2020-00409 | Electrical | KEITH KEOKI AARON FUKUNAGA |  | SERENDIPITY KONA INVESTMENTS LLC | KEITH KEOKI AARON FUKUNAGA |  | 160830160000 | 16-2113 ALOHA DRIVE HI (16083016) | New | NEW SINGLE FAMILY DWELLING 2 BEDROOM, 1 BATH ON CONCRETE SLAB, SEPTIC, GALVANIZED WATER CATCHMENT, SOLAR HOT WATER WITH PANELS ONLY ON ROOF ENTRY LANDING INTO LIVING/KITCHEN (REFER, GAS RANGE, DOUBLE SINK, DISHWASHER), BATH (LAV, WATER CLOSET, TUB/SHOW | [10 empty] | Single |  |  |  | 2020-03-11 | 119 | 12000.00 | Issued | 2020-03-13
EH2020-00307 | Electrical | JOANNE S SHIRAKI TR | PO BOX 5117 HILO, HI 96720 | MWO ELECTRICAL SERVICES LLC MWO ELECTRICAL SERVICES LLC, SCOTT N SAKAMOTO | SCOTT N SAKAMOTO |  | 240480680000 | 1213 MALAWAINA PLACE HI | New | NEW DWELLING: 3-BEDROOMS, 2-BATHROOMS, COVERED ENTRY, GREAT ROOM, KITCHEN, DINING, LAUNDRY WITH LAUNDRY TRAY, COVERED LANAI WITH DOUBLE COMPARTMENT SINK AND CABINETS, ATTACHED TWO-CAR GARAGE WITH WATER CLOSET, LAUNDRY TRAY, AND STORAGE. SOLAR WATER HEATER | [10 empty] | Single |  |  |  | 2020-03-11 | 241 | 25000.00 | Issued | 2020-03-23
EK2020-00411 | Electrical | AG-WP HAPUNA TOWER OWNER LLC | 2000 AVENUE OF THE STARS STE 1020 LOS ANGELES, CA 90067 | ROSENDIN ELECTRIC INC ROSENDIN ELECTRIC INC, METZLER CONTRACTING CO LLC METZLER CONTRACTING CO LLC, CHARLES A CARLSON CHARLES A CARLSON, SACHIN J SHAH SACHIN J SHAH, MARK EDISON DE REUS MARK EDISON DE REUS | METZLER CONTRACTING CO LLC ( METZLER CONTRACTING CO LLC ) | MARK EDISON DE REUS ( MARK EDISON DE REUS ) | 660020470053 | 66-84 KAUNAOA DRIVE KAMUELA, HI 96743 |  | ALTERATION TO EXISTING HAPUNA TOWER BUILDING C (FORMERLY ON TMK 6-6-002-047-0054 ROOMS 460 & 461, BK2019-00410): CONVERT EXISTING ROOMS 460 & 461 TO NEW CONDO UNIT C41 CONSISTING OF 3 BEDROOMS, 3 BATHROOMS, ENTRY, DINING, FAMILY, KITCHEN, LAUNDRY, LIVING | [10 empty] | Single |  |  |  | 2020-03-11 | 261 | 225000.00 | Issued
EK2020-00412 | Electrical | HAPUNA BEACH RESIDENCES | HI | ROSENDIN ELECTRIC INC ROSENDIN ELECTRIC INC, MARK EDISON DE REUS MARK EDISON DE REUS, SACHIN J SHAH SACHIN J SHAH, CHARLES A CARLSON CHARLES A CARLSON, METZLER CONTRACTING CO LLC METZLER CONTRACTING CO LLC | METZLER CONTRACTING CO LLC ( METZLER CONTRACTING CO LLC ) | MARK EDISON DE REUS ( MARK EDISON DE REUS ) | 660020470058 | 66-84 KAUNAOA DRIVE KAMUELA, HI 96743 | New | ALTERATION TO EXISTING HAPUNA TOWER BUILDING C (FORMERLY ON TMK 6-6-002-047-0059 ROOMS 560 & 561, BK2019-00415): CONVERT EXISTING ROOMS 560 & 561 TO NEW CONDO UNIT C51 CONSISTING OF 3 BEDROOMS, 3 BATHROOMS, ENTRY, DINING, FAMILY, KITCHEN, LAUNDRY, LIVING | [10 empty] | Single |  |  |  | 2020-03-11 | 265 | 70000.00 | Issued
EH2020-00303 | Electrical | KAMUELA KIDS FARM & GARDEN LLC | 74-5102 KEALAPUA PL KAILUA KONA, HI 96740 | B BAUTISTA ELECTRICAL CONTRACTOR LLC B BAUTISTA ELECTRICAL CONTRACTOR LLC, C & R ALL AROUND SERVICES CREIGHTON SANCHEZ | CREIGHTON SANCHEZ ( C & R ALL AROUND SERVICES ) |  | 640190210000 | 64-5232 IRONWOOD LANE HI | New | NEW TWO LEVEL EFFICIENCY DWELLING: LOWER LEVEL: LIVING ROOM WITH WOOD BURNING POT BELLY STOVE, SLEEPING AREA, KITCHEN, DINING AREA, 1 BATHROOM, COVERED ENTRY PORCH, INTERIOR STAIRS TO UPPER LEVEL LOFT; UPPER LEVEL: SLEEPING LOFT; SOLAHART WATER HEATER PA | [10 empty] | Single |  |  |  | 2020-03-11 | 77 | 5000.00 | Issued
EH2020-00310 | Electrical | RODGERS, FAMILY TR | 27180 S HIGHWAY 213 MULINO, OR 97042-8650 | MOKE'S ELECTRIC LLC MOKE'S ELECTRIC LLC | OWNER-BUILDER ( OWNER-BUILDER ) |  | 150261860000 | 13TH AVENUE HI | New | NEW DWELLING: 3-BEDROOMS, 2-BATHROOMS, LAUNDRY, KITCHEN, LIVING ROOM. 10,000 GALLONS WATER TANK ($4,000). SOLAR WATER HEATER VARIANCE WITH ON-DEMAND GAS.\n\n\n | [10 empty] | Single |  |  |  | 2020-03-11 | 95 | 7000.00 | Issued
EH2020-00302 | Electrical | NELSON HURDER MAKUA | PO BOX 639 KEAAU, HI 96749 0639 | B BAUTISTA ELECTRICAL CONTRACTOR LLC B BAUTISTA ELECTRICAL CONTRACTOR LLC | NONE-ELECTRIC ONLY |  | 150232050000 | 151902 19TH AVE HI | Electric Only,Repair | ELECTRIC ONLY - TO REPLACE METER MAIN AND SERVICE ENTRANCE CABLE. INSTALL NEW MOUNT TO CLEAR OVERHAND. | [10 empty] | Single |  |  |  | 2020-03-11 | 13 | 1600.00 | Issued | 2020-03-23
EH2020-00304 | Electrical | DAVID K REED | 382 A KAIWIKI RD HILO, HI 96720 9704 | PROVISION SOLAR INC PROVISION SOLAR INC | NONE-ELECTRIC ONLY |  | 260270080000 | 382 A KAIWIKI RD HI | Electric Only,Move | ELECTRIC ONLY - RELOCATION OF 100A UTILITY METER SERVICE MAIN TO GARAGE EXIT. METER HEIGHT VIOLATION EXISTING. MOVING TO WEST EXTERIOR OF GARAGE. | [10 empty] | Single |  |  |  | 2020-03-11 | 13 | 1500.00 | Issued
EH2020-00305 | Electrical | MARIE K RUHLAND | 28 MAKAKAI PL HILO, HI 96720 2229 | PROVISION SOLAR INC PROVISION SOLAR INC | NONE-ELECTRIC ONLY |  | 260260070000 | 28 MAKAKAI PL HI | Electric Only,Repair | REPLACE 100A SERVICE MAIN ENCLOSURE W/ NEW 100A SERVICE MAIN ENCLOSURE | [10 empty] | Single |  |  |  | 2020-03-11 | 13 | 900.00 | Complete | 2020-03-12
EH2020-00301 | Electrical | WESTERN EQUIPMENT SERVICES LLC | 3129 GLADIOLA CT SPARKS, NV 89436 8471 | ALWAYS ON ELECTRIC CHARLES F MEREDITH, JKH CONTRACTORS INC JKH CONTRACTORS INC, Robert C Smelker ROBERT C SMELKER | JKH CONTRACTORS INC ( JKH CONTRACTORS INC ) | ROBERT C SMELKER ( Robert C Smelker ) | 160820200000 | 16-2087 ALOHA DRIVE HI | New | NEW 3 BEDROOM, 2 BATHROOM SINGLE FAMILY DWELLING ON CONCRETE SLAB FOUNDATION. SEPTIC SYSTEM. 7'2" HIGH, 10,000 GALLON GALVANIZED STEEL WATER TANK. SOLAR WATER HEATER-PANELS ONLY ON ROOF. OPEN COVERED ENTRY PATIO, LIVING/DINING/KITCHEN (RANGE/OVEN, REFR | [10 empty] | Single |  |  |  | 2020-03-11 | 91 | 8000.00 | Issued
EH2020-00306 | Electrical | KRISTY K KNUDSEN | PO BOX 858 CAPTAIN COOK, HI 96704 | PROVISION SOLAR INC PROVISION SOLAR INC | NONE-ELECTRIC ONLY |  | 820010650000 | 82-1133 KINUE RD HI | Alteration,Electric Only | ELECTRIC ONLY - SERVICE LINE TAP LINE SIDE OF MAIN BREAKERS. | [10 empty] | Single |  |  |  | 2020-03-11 | 15 | 100.00 | Complete | 2020-03-12
EH2020-00300 | Electrical | WESTERN EQUIPMENT SERVICES LLC | 3129 GLADIOLA CT SPARKS, NV 89436 8471 | ALWAYS ON ELECTRIC CHARLES F MEREDITH, Robert C Smelker ROBERT C SMELKER, JKH CONTRACTORS INC JKH CONTRACTORS INC | JKH CONTRACTORS INC ( JKH CONTRACTORS INC ) | ROBERT C SMELKER ( Robert C Smelker ) | 160780930000 | 16-2097 EMERALD DRIVE HI | New | NEW 3 BEDROOM, 2 BATHROOM SINGLE FAMILY DWELLING ON CONCRETE SLAB FOUNDATION. SEPTIC SYSTEM. 7'2" HIGH, 10,000 GALLON GALVANIZED STEEL WATER TANK. SOLAR WATER HEATER-PANELS ONLY ON ROOF. OPEN COVERED ENTRY PATIO, LIVING/DINING/KITCHEN (RANGE/OVEN, REFR | [10 empty] | Single |  |  |  | 2020-03-11 | 91 | 8000.00 | Issued
EH2020-00311 | Electrical | SCOTT RICHARD WILSON |  | MOKE'S ELECTRIC LLC MOKE'S ELECTRIC LLC | NONE-ELECTRIC ONLY |  | 150700070000 | 152722 KAHALA ST HI | Electric Only,Repair | ELECTRIC ONLY - REPLACE DAMAGED METER EQUIPMENT (REF TO BP# 56828) | [10 empty] | Single |  |  |  | 2020-03-11 | 13 | 3200.00 | Issued
EH2020-00312 | Electrical | JANICE L JOHNSON |  | MOKE'S ELECTRIC LLC MOKE'S ELECTRIC LLC | NONE-ELECTRIC ONLY |  | 870140390000 | 872465 HAWAII BELT RD HI | Alteration,Electric Only | ELECTRIC ONLY - UPGRADE SERVICE TO 200AMP | [10 empty] | Single |  |  |  | 2020-03-11 | 21 | 3500.00 | Issued
EH2020-00308 | Electrical | GUY KUULANI HO | 400 MAKALIKA ST HILO, HI 96720-5844 | GUY K HO GUY K HO | GUY KUULANI HO |  | 160940530000 | TIKI LANE HI | New | NEW DWELLING: 2-BEDROOMS, 1-BATHROOM, LIVING, KITCHEN/DINING, ATTACHED 1-CAR GARAGE WITH LAUNDRY/ HALF BATHROOM. 10,000 GALLONS WATER TANK ($3,000). SOLAR WATER HEATER PANELS ONLY ON ROOF. | [10 empty] | Single |  |  |  | 2020-03-11 | 105 | 7500.00 | Issued | 2020-03-18
EH2020-00315 | Electrical | DEBRA LOUISE CARLSON | PO BOX 5799 HILO, HI 96720 8799 | Z'S ELECTRIC LIMITED LIABILITY COMPANY, SCV POOLS SPAS & MASONRY INC SCV POOLS SPAS & MASONRY INC | SCV POOLS SPAS & MASONRY INC ( SCV POOLS SPAS & MASONRY INC ) |  | 150551070000 | 15-1723 4TH AVENUE HI | New | NEW RESIDENTIAL 30' x 15' IN-GROUND SWIMMING POOL WITH 72" HIGH FENCE W/SAFETY LATCH GATE AROUND POOL(Vinyl t&g fence with lattice above and space below bottom rail). | [14 empty] | 2020-03-11 | 25 | 5000.00 | Issued | 2020-03-25
EH2020-00317 | Electrical | QUEEN LILIUOKALANI TRUST | 1100 ALAKEA ST STE 1100 HONOLULU, HI 96813 2845 | HIRAYAMA BROTHERS ELECTRIC INC HIRAYAMA BROTHERS ELECTRIC INC, ARITA POULSON GENERAL CONTRACTING LLC ARITA POULSON GENERAL CONTRACTING LLC | ARITA POULSON GENERAL CONTRACTING LLC ( ARITA POULSON GENERAL CONTRACTING LLC ) |  | 740250130000 | 745454 MAKALA BLVD HI | Alteration | INTERIOR ALTERATIONS TO EXISTING GENKI SUSHI : SERVICE COUNTER; CASHIER AREA; RE-LOCATE WALK IN COOLER/FREEZER, HAND SINKS, WATER HEATER; ADD NEW OFFICE AND TOILET ROOM WITH LAV; NEW FOOD RAIL; REPLACE/REPAIR AIR-CONDITIONING AND DUCT WORK. | [14 empty] | 2020-03-11 | 517 | 200000.00 | Issued
EH2020-00298 | Electrical | JAMES J AGREN |  | PAUL D BAILLIE PAUL D BAILLIE, YAMAMOTO ELECTRICAL SERVICES LLC YAMAMOTO ELECTRICAL SERVICES LLC | PAUL D BAILLIE ( PAUL D BAILLIE ) |  | 270270480000 | 27-158 MILL ROAD HI (27027048) | New | **work started without a permit. this application to address violation #CE2019-1147H**REFURBISHMENT OF EXISTING HOUSE TO BRING UP TO CODE: EXISTING MAIN FLOOR: 3 BEDROOM, 2 BATH, LIVING ROOM, KITCHEN, PORCH. REPLACE DEMOLISHED CARPORT WITH NEW DECK ADDITI | [10 empty] | Single |  |  |  | 2020-03-11 | 95 | 8000.00 | Issued | 2020-03-11
EH2020-00313 | Electrical | LORNA DELAROSA ROSANA | PO BOX 1871 KEAAU, HI 96749 1871 | WALTER'S ELECTRIC INC WALTER'S ELECTRIC INC | OWNER-BUILDER ( OWNER-BUILDER ) |  | 160621350000 | 16-1028 40TH AVENUE HI | New | NEW 3 BEDROOM, 2 BATH DWELLING ON SLAB FOUNDATION. SEPTIC SYSTEM. SOLAR HOT WATER- ONLY PANELS ON ROOF NEW GALVANIZED WATER CATCHMENT TANK- 10,100 GALLONS 5'7" ht.\n\nCOVERED ENTRY, DINING/LIVING/KITCHEN ( GAS RANGE, REFRIGERATOR, DOUBLE SINK. MASTER BEDR | [10 empty] | Single |  |  |  | 2020-03-11 | 155 | 9000.00 | Issued
EH2020-00299 | Electrical | SEAN SHIGEO GINOZA |  | C & S CONSTRUCTION, INC. C & S CONSTRUCTION, INC., YAMAMOTO ELECTRICAL SERVICES LLC YAMAMOTO ELECTRICAL SERVICES LLC | C & S CONSTRUCTION, INC. ( C & S CONSTRUCTION, INC. ) |  | 250220200000 | 45 APOKE ST HI (25022020) | New | NEW DWELLING:4BDRM,OFFICE,3BATH,POWDER,KITCHEN W/BARSINK,LIVING, DINING,LAUNDRY W/SINK,COVERED LANAI W/SINK,COVERED ENTRY.3 CAR GARAGE W/3 STORAGES.SOLAR HOT WATER HEATER WITH PANELS ONLY ON ROOF. | [10 empty] | Single |  |  |  | 2020-03-11 | 189 | 15000.00 | Issued | 2020-03-24
EK2020-00413 | Electrical | JANE C TRST DIERENFIELD |  | RENEWABLE ENERGY SERVICES (RES) INC RENEWABLE ENERGY SERVICES (RES) INC, PHILIP R HANNA | RENEWABLE ENERGY SERVICES (RES) INC ( RENEWABLE ENERGY SERVICES (RES) INC ) |  | 750200510000 | 750119 KAIOLU DR HI |  | SUPPLEMENT TO EK2020-00369 Installation of (9) additional roof mount LG 370Q1C-V5 modules and (9) Enphase IQ7+ Microinverters | [14 empty] | 2020-03-11 | 189 | 2500.00 | Issued
EH2020-00314 | Electrical | MICHAEL H TR SETO |  | SASS PAINTING & CONSTRUCTION INC SASS PAINTING & CONSTRUCTION INC, CALLIE'S ELECTRIC LLC CALLIE'S ELECTRIC LLC | SASS PAINTING & CONSTRUCTION INC ( SASS PAINTING & CONSTRUCTION INC ) |  | 240091550000 | 115 NOHEA ST HI (24009155) | New | NEW SINGLE FAMILY DWELLING 3 BEDROOM, 2 BATH ON SLAB, COUNTY WATER, SEPTIC, SOLAR HOT WATER WITH PANELS ON ROOF ENTRY INTO LIVING/DINING/KITCHEN (SINK W/DISPOSAL, REFRIGERATOR, RANGE), MASTER BEDROOM, WALK-IN CLOSET, MASTER BATH (LAVATORY, WATER CLOSET | [10 empty] | Single |  |  |  | 2020-03-11 | 81 | 8500.00 | Issued
EK2020-00414 | Electrical | RICHARD HUIZINGA |  | RENEWABLE ENERGY SERVICES (RES) INC RENEWABLE ENERGY SERVICES (RES) INC | RENEWABLE ENERGY SERVICES (RES) INC ( RENEWABLE ENERGY SERVICES (RES) INC ) |  | 680390540000 | 681659 KILAKILA ST HI (68039054) | Alteration | ADD A 30 AMP CIRCUIT TO EXISTING PV PERMIT RE: BK2020-00189. | [14 empty] | 2020-03-11 | 9 | 25410.00 | Complete | 2020-03-13
EH2020-00297 | Electrical | KERRY ANN LAU | HI | YAMAMOTO ELECTRICAL SERVICES LLC YAMAMOTO ELECTRICAL SERVICES LLC | OWNER-BUILDER ( OWNER-BUILDER ) |  | 250650390000 | 1348 HALELOKE ST HI | New | NEW DWELLING: 4BDRM,3BATH,KITCHEN WITH ISLAND AND BAR SINK,LIVING,DINING, OFFICE.COVERED ENTRY,COVERED LANAI. ATTACHED 3 CAR GARAGE WITH LAUDRY AREA W/SINK.SOLAR HOT WATER HEATER VARIANCE APPROVED. | [10 empty] | Single |  |  |  | 2020-03-11 | 163 | 17000.00 | Issued
EK2020-00408 | Electrical | AMY BIRCHER | P.O BOX 1026 KAILUA-KONA, HI 96745 | LIVEWIRE SERVICES INC, PAUL M BLECK PAUL M BLECK, CORNERSTONE DEVELOPMENT INC | CORNERSTONE DEVELOPMENT INC | PAUL M BLECK ( PAUL M BLECK ) | 720040300000 | 72-4861 HOOMALIE PL. KAILUA-KONA, HI 96740 | New | NEW 2 BEDROOM, 1 BATH DWELLING WITH LIVING/KITCHEN, COVERED LANAI WITH LAUNDRY AREA,SOLAR HOT WATER HEATERS ONLY PANELS ON ROOF, 3,200 GAL WATER CATCHMENT $5,000; DETACHED 2-CAR GARAGE.\n08/19/2019: RECEIVED REVISIONS:SOLAR WATER HEATER VARIANCE-PHOTOVOLT | [10 empty] | Single |  |  |  | 2020-03-11 | 171 | 10000.00 | Issued | 2020-03-13
EK2020-00407 | Electrical | TONYA BRISSEY |  | ANY KINE ELECTRIC LLC ANY KINE ELECTRIC LLC | JIM BRISSEY |  | 921970150000 | HI (92197015) | New | NEW DWELLING: 3-BEDROOMS, 2-BATHROOMS, COVERED ENTRY, LIVING, DINING, KITCHEN, DEN, COVERED LANAI. DETACHED GARAGE WITH STORAGE. 10,000 GALLONS WATER TANK ($5,200). SOLAR WATER HEATER PANELS ONLY ON ROOF. RE:BK2020-00052 | [10 empty] | Single |  |  |  | 2020-03-11 | 113 | 8500.00 | Issued
EK2020-00415 | Electrical | DUSTIN MITCHELL |  | SPENCER PACIFIC NATHAN SPENCER | DUSTIN MITCHELL |  | 710061340000 | HI (71006134) | Supplemental | SUPPLEMENTAL TO EK2019-01187: NEW DWELLING: 4-BEDROOMS (BDRM #4 STACKABLE WASHER/DRYER), 3-BATHROOMS, DINING ROOM, KITCHEN, LIVING ROOM, HOME OFFICE, OPEN COURT YARD, COVERED LANAI, ATTACHED TWO CAR GARAGE WITH LAUNDRY AND LAUNDRY TRAY. SOLAR WATER HEAT | [14 empty] | 2020-03-12 | 61 | 1000.00 | Issued
EH2020-00327 | Electrical | THOMAS A NOONE | HC1 BOX 45 KAMUELA, HI 96743 | ENERGY PLUS ELECTRIC LLC ENERGY PLUS ELECTRIC LLC | ( Owner-builder ) |  | 440070290000 | 442428 KALANIAI RD HI | New | NEW DWELLING ON POST & PIER WITH GALVANIZED 15\'5\" WATER TANK. \n\n1 BEDROOM, 1 BATH, LIVING, DINING, KITCHEN, OPEN COVERED ENTRY PATIO. SOLAR HOT WATER HEATER-ONLY PANELS ON ROOF. A PALOMA GAS WATER HEATER LOCATED EXTERIOR OF KITCHEN AS BACK UP SYSTEM | [14 empty] | 2020-03-12 | 67 | 3000.00 | Issued | 2020-03-12
EH2020-00326 | Electrical | NARAYAN JONAH KAI SHAPLEY | PO BOX 605 PAHOA, HI 96778 0605 | ROY W MCCORMICK JR ROY W MCCORMICK JR | OWNER BUILDER ( OWNER BUILDER ) |  | 150520090000 | 15-1484 5TH AVENUE HI | New | NEW 1 BEDROOM, 1 BATH SINGLE FAMILY DWELLING ON POST & PIER FOUNDATION. WELL WATER. SEPTIC SYSTEM. SOLAR HOT WATER SYSTEM- ONLY PANELS ON ROOF.\n\nCONCRETE LANAI, LANDING, LIVING ROOM/KITCHEN (SINK, REF, GAS RANGE), BEDROOM, BATHROOM (WC, LAV, TUB/SHOWER) | [10 empty] | Single |  |  |  | 2020-03-12 | 31 | 2000.00 | Issued
EH2020-00323 | Electrical | GLADYS IRENE TR WAUGH | 13-1245 MALAMA ST PAHOA, HI 96778 8229 | VICTOR D LORENZ SR VICTOR D LORENZ SR | OWNER-BUILDER ( OWNER-BUILDER ) |  | 130250250000 | 131245 MALAMA ST HI | Alteration | CREATE 2 COMPUTER RMS. (8X8) ON EXISTING PORCH & DELETE 1/2 BATH; ON 2ND LEVEL. ADD STORAGE LOFT, DWELLING UNDER CONSTR. PERMIT; SUPERCEDE BP892503 & COVERS ENGINEER'S STAMP FOR ENTIRE PROJECT.; LEILANI 3/3/2020-TRANSFER APPROVED AND NEW PLACARD ISSUED | [10 empty] | Single |  |  |  | 2020-03-12 | 103 | 8000.00 | Issued
EH2020-00325 | Electrical | HAWAIIAN HOME LANDS |  | BR ANDERSON ELECTRIC, INC , CULP CONSTRUCTION COMPANY CULP CONSTRUCTION COMPANY | CULP CONSTRUCTION COMPANY ( CULP CONSTRUCTION COMPANY ) |  | 220470060000 | 111 E EAST PUAINAKO STREET HI | Alteration | ALTERATIONS OF INTERIORS WALLS TO EXISTING TENANT SPACES #568 & #565 for Tilt TO INCLUDE CEILING & FLOOR FINISHES; EXPANSION OF SPACE #582, PROVIDING NEW STOREFRONT WITH ROLLING GATES.\n\n\n | [14 empty] | 2020-03-12 | 85 | 20000.00 | Issued | 2020-03-18
EH2020-00329 | Electrical | JARED MEADORS |  | ROY W MCCORMICK JR ROY W MCCORMICK JR | NONE-ELECTRIC ONLY |  | 210170250000 | 1923 KALANIANAOLE ST HI | Electric Only,Repair | ELECTRIC ONLY - HELCO HAZARD, REPLACE 200AMP METER MAIN, RIZER, WEATHERHEAD (AFTER THE FACT) | [10 empty] | Single |  |  |  | 2020-03-12 | 23 | 1000.00 | Complete | 2020-03-13
EH2020-00330 | Electrical | CYNTHIA ANN VARNER | 2405 KALANIANAOLE AVE APT 305 HILO, HI 96720 4904 | SAMUEL K ALAMEDA JR SAMUEL K ALAMEDA JR. | OWNER-BUILDER ( OWNER-BUILDER ) |  | 110980290000 | 111872 NENE ST HI | New | NEW EFFICIENCY DWELLING (672 SQ FT) ON SLA-ON-GRADE FOUNDATION, SEPTIC SYSTEM, 10,000 GALLON GALVANIZED WATER TANK, SOLAR WATER HEATER WITH PANELS ON ROOF.\n\nENTRY TO SLEEPING AREA, LIVING, KITCHEN(GAS STOVE, SINK, REFER), BATH(SINK, SHOWER, WATER CLOSET | [10 empty] | Single |  |  |  | 2020-03-12 | 101 | 4000.00 | Issued | 2020-03-31
EH2020-00328 | Electrical | JOAN C GOSSETT | PO BOX 2070 VOLCANO, HI 96785 2070 | MASON'S REPAIR SERVICE LLC MASON'S REPAIR SERVICE LLC | NONE-ELECTRIC ONLY |  | 990090170000 | 992056 PUKEAWE CIR HI | Alteration,Electric Only | ELECTRIC ONLY - HELCO REQUIRING A PERMIT TO TURN EXISTING SERVICE ON | [10 empty] | Single |  |  |  | 2020-03-12 | 15 | 1000.00 | Issued
EH2020-00322 | Electrical | WEIQIANG CHENG | HI | VICTOR D LORENZ SR VICTOR D LORENZ SR | OWNER-BUILDER ( OWNER-BUILDER ) |  | 150570150000 | 15-1683 BEACH ROAD HI | New | NEW 2-LEVEL 3 BEDROOM, 2.5 BATHROOM SINGLE FAMILY DWELLING ON CONCRETE SLAB FOUNDATION. SEPTIC SYSTEM. PRIVATE WATER WELL. SOLAR WATER HEATER-PANELS ONLY ON ROOF.\n\nFIRST LEVEL: OPEN ENTRY TO DWELLING, LIBRARY, HALF BATHROOM (LAVATORY, WATER CLOSET), LA | [10 empty] | Single |  |  |  | 2020-03-12 | 127 | 15840.78 | Issued
EH2020-00321 | Electrical | ELDA HILTON |  | YAMAMOTO ELECTRICAL SERVICES LLC YAMAMOTO ELECTRICAL SERVICES LLC | NONE-ELECTRIC ONLY |  | 240780130000 | 474 AINALAKO RD HI (24078013) | Electric Only,Repair | ELECTRIC ONLY - New electrical mast (EXISTING DWELLING BP #030836). | [10 empty] | Single |  |  |  | 2020-03-12 | 13 | 600.00 | Issued | 2020-03-12
EH2020-00324 | Electrical | KEVIN H SAKAI | PO BOX 16 KURTISTOWN, HI 96760 0016 | RYT ELECTRIC LLC RYT ELECTRIC LLC, JAMES H ONAGA JR JAMES H ONAGA JR | JAMES H ONAGA JR ( JAMES H ONAGA JR ) |  | 170010490000 | 170315 VOLCANO RD HI | Addition,Alteration | ALTERATION TO ENCLOSE EXISTING CARPORT TO A 3 CAR GARAGE WITH OVERHEAD DOORS. EXTERIOR STORAGE TO BE ENCLOSED TO EXTEND EXISTING INTERIOR STORAGE, ADDITIONAL INTERIOR STORAGE SPACE TO BE CREATED WITHIN THE GARAGE SPACE, FRONT DOOR TO BE RELOCATED AND NEW | [14 empty] | 2020-03-12 | 29 | 2500.00 | Issued
EH2020-00332 | Electrical | KAREN LYNN FRIESS | PO BOX 2042 VOLCANO, HI 96785 2042 | SAMUEL K ALAMEDA JR SAMUEL K ALAMEDA JR. | OWNER-BUILDER ( OWNER-BUILDER ) |  | 110200660000 | 11-3083 KALEPONI DRIVE HI | New | NEW 2 BEDROOM, 2 FULL BATHROOM DWELLING WITH OPEN COVERED PORCH, LIVING ROOM (ELECTRIC FIRE PLACE), DINING ROOM, KITCHEN (DOUBLE COMPARTMENT SINK, DISH WASHER, GAS RANGE) WITH ATTACHED TWO CAR CARPORT WITH STORAGE ROOM. 7'2" HIGH GALVANIZED STEEL WATER T | [10 empty] | Single |  |  |  | 2020-03-12 | 109 | 6000.00 | Issued
EK2020-00416 | Electrical | HALAWA NW LLC | 900 PLATT ST. SUITE 200 TAMPA, FL 33606 2173 | WASA ELECTRICAL SERVICES INC WASA ELECTRICAL SERVICES INC, GOODFELLOW BROS LLC., TODD A YONAMINE TODD A YONAMINE, LESLIE M NAGATA LESLIE M NAGATA, NICHOLAS J ALLDAY NICHOLAS J ALLDAY, KRAIG K OTANI KRAIG K OTANI, COLIN H SHIMOKAWA COLIN H SHIMOKAWA | GOODFELLOW BROS LLC. | TODD A YONAMINE ( TODD A YONAMINE ) | 530040010000 | HI | New | CONSTRUCTION OF NEW WELL, WELL CONTROL BUILDING, 500K GALLON WATER STORAGE TANK AND INSTALLATION OF 10,000 LINEAR FEET OF 8" AND 12" DUCTILE IRON PIPE, ELECTRICAL AND AIR CONDITIONING INSTALLATION IN THE CONTROL BUILDING, RETROFIT SURROUNDING BARBED WIRE | [10 empty] | Three |  |  |  | 2020-03-12 | 373 | 1178000.00 | Issued
EH2020-00331 | Electrical | HAWAIIAN HOME LANDS |  | SAMUEL K ALAMEDA JR SAMUEL K ALAMEDA JR. | OWNER-BUILDER ( OWNER-BUILDER ) |  | 210210800000 | 482 NAHALE A AVE HI | Alteration | ENCLOSURE OF EXISTING OPEN CARPORT FOR 1 BEDROOM, 1 BATH, ENCLOSED UTILITY (WASHER & DRYER ONLY); 3'4"X5'8" AREA TO REMAIN OPEN AS COVERED ENTRY, (REFERENCE TO EXPIRED PERMIT E2008-0243H) | [14 empty] | 2020-03-12 | 17 | 500.00 | Issued
EH2020-00320 | Electrical | PATTI TR MABIE |  | YAMAMOTO ELECTRICAL SERVICES LLC YAMAMOTO ELECTRICAL SERVICES LLC | PATTI TR MABIE |  | 150240040000 | 15TH AVENUE HI (15024004) | Supplemental | Supplement to electrical permit EH2017-01356 NEW DWELLING. PORTE COCHER, ENTRY PORCH, GREAT ROOM, CUPOLA, DINING W/BAR SINK, KITCHEN W/GAS STOVE & ISLAND W/BAR SINK, FAMILY ROOM, 4-BEDROOMS, 5-BATH, LAUNDRY/PANTRY ROOM W/SINK, 2 CAR GARAGE, COVERED LAN | [14 empty] | 2020-03-12 | 55 | 1000.00 | Issued
EH2020-00341 | Electrical | ELIJAH KENELA-PERREIRA | HI | DWE INC DWE INC | OWNER-BUILDER ( OWNER-BUILDER ) |  | 110920310000 | 111744 ULEI ST HI (11092031) | New | NEW 1 BEDROOM 1 BATH WITH 7'6" HIGH GALVANIZED STEEL WATER TANK. OPEN COVERED DECK ENTRY, LIVING/DINING, KITCHEN, BEDROOM, FULL BATH (TUB/SHOWER, WATER CLOSET, LAV), LAUNDRY AREA (WASHER, DRYER, LAUNDRY TRAY & ON DEMAND WATER HEATER-APPROVED VARIANCE ATT | [10 empty] | Single |  |  |  | 2020-03-13 | 119 | 4500.00 | Issued | 2020-03-19
EH2020-00336 | Electrical | JESSICA ELIZABETH KAHEE | 200 KANOELEHUA AVE HILO, HI 96720 | JEREMIAH K AUGUSTINE JEREMIAH K AUGUSTINE | JAY KAULANA KUULEI KAHEE |  | 240350290000 | HI | Alteration,Supplemental | SUPPLEMENT TO PERMIT EH2019-00622 - INSTALL 200AMP TRANSFER SWITCH AND RECEPTACLE FOR GENERATOR NEW DWELLING: 3-BEDROOMS, 3-BATHROOMS, COVERED ENTRY, GREAT ROOM, DINING, KITCHEN WITH COOK TOP IN ISLAND, STUDY, COVERED PATIO, ATTACHED TWO-CAR GARAGE WIT | [10 empty] | Single |  |  |  | 2020-03-13 | 35 | 1000.00 | Complete | 2020-03-13
EH2020-00337 | Electrical | MICHAEL PAUL FROEBEL |  | BRUCE A RUSSELL BRUCE A RUSSELL, PROVISION SOLAR INC PROVISION SOLAR INC | PROVISION SOLAR INC ( PROVISION SOLAR INC ) | BRUCE A RUSSELL ( BRUCE A RUSSELL ) | 190190150000 | 19-4247 KAWAILEHUA ROAD HI (19019015) | Alteration | Roof Mounted Photovoltaic(PV) System 3.24 KW DC, 3.00 KW AC. 12 KYOCERA KU-270-6MCA MODULES. SOLAR EDGE SE3000H-US INVERTER. 2 TESLA POWERWALL 2.1 AC BATTERIES, 10.00 KW AC. EXISTING DWELLING BK2017-00706. EXISTING 30 PANEL ROOF MOUNT PV SYSTEM BH2018 |  |  |  | Private | [10 empty] | 2020-03-13 | 131 | 35130.00 | Issued
EH2020-00334 | Electrical | TERRA ROSE JENKINS | 16129 SE 258TH ST COVINGTON, WA 98042 8801 | GERARD CALLO ELECTRIC INC GERARD CALLO ELECTRIC INC | OWNER-BUILDER ( OWNER-BUILDER ) |  | 150280950000 | 15-1964 MAKUU DRIVE HI | New | NEW SINGLE FAMILY DWELLING 3 BEDROOM 2 BATH ON CONCRETE SLAB, SEPTIC, 7'6" GALVANIZED WATER CATCHMENT, SOLAR HOT WATER WITH PANELS ON ROOF\n\ncovered entry PORCH INTO LIVING/DINING/KITCHEN (DISHWASHER, DOUBLE SINK, ELECTRIC STOVE, REFRIGERATOR), side PORC | [10 empty] | Single |  |  |  | 2020-03-13 | 153 | 11000.00 | Issued | 2020-03-16
EK2020-00419 | Electrical | CHRISTOPHER NEAL SHERRARD | 16-566 KEAAU PAHOA RD #188-203 KEAAU, HI 96749 | ADAM L O'LEARY ADAM L O'LEARY, KEVIN M MURAR KEVIN M MURAR, RISING SUN SOLAR AND ELECTRIC LLC RISING SUN SOLAR AND ELECTRIC LLC | RISING SUN SOLAR AND ELECTRIC LLC ( RISING SUN SOLAR AND ELECTRIC LLC ) | ADAM L O'LEARY ( ADAM L O'LEARY ) | 150210650000 | 152039 20TH AVE HI | Alteration | Addition to existing rooftop PV system: 6 345-watt panels w/ micro-inverters and 1 Tesla Powerwall 2 battery; existing system to remain unchanged |  |  |  | Private | [6 empty] | Single | Single | Single |  | 2020-03-13 | 209 | 23000.00 | Issued
EK2020-00420 | Electrical | HINA LANI, LLC |  | HE TECHNOLOGIES LLC JARROD FUJINAGA, JKH CONTRACTORS INC JKH CONTRACTORS INC | JKH CONTRACTORS INC ( JKH CONTRACTORS INC ) |  | 730510990000 | 73-5631 OLOWALU STREET HI | Supplemental | SUPPLEMENT TO EK2019-01502 NEW SELF STORAGE FACILITY - BUILDING A. 2 LEVELS FOR STORAGE UNITS, SALES OFFICE, GARAGE, AND CARETAKERS RESIDENCE WITH SOLAR HOT WATER PANELS ON FLOOR.\n1ST LEVEL: 12 STORAGE UNITS, GARAGE (SOLAR WATER HEATER IN OPEN SPACE | [10 empty] | Three |  |  |  | 2020-03-13 | 43 | 5000.00 | Issued | 2020-03-24
EK2020-00418 | Electrical | LANELLE COLEMAN | 73-4570 OLD MAMALAHOA HWY KAILUA KONA, HI 96740 8632 | RANALD J MCDONALD RANALD J MCDONALD, Robert C Smelker ROBERT C SMELKER | CHRISTOPHER COLEMAN | ROBERT C SMELKER ( Robert C Smelker ) | 730200160000 | 734570 OLD MAMALAHOA HWY HI | Addition,Alteration | AS-BUILT CHANGE OF USE: CONVERT EXISTING CARPORT TO BEDROOM #3 (REMOVE EXISTING BAR SINK) WITH 1-BATHROOM, OUTDOOR UTILITY AREA. | [14 empty] | 2020-03-13 | 123 | 1500.00 | Complete | 2020-03-23
EK2020-00421 | Electrical | AG-WP HAPUNA TOWER OWNER LLC |  | METZLER CONTRACTING CO LLC METZLER CONTRACTING CO LLC, JASON T MURRILL JASON T MURRILL | METZLER CONTRACTING CO LLC ( METZLER CONTRACTING CO LLC ) |  | 660020470053 | 66-84 KAUNAOA DRIVE KAMUELA, HI 96743 (66002047 C41) | Alteration | ALTERATION TO EXISTING HAPUNA TOWER BUILDING C (FORMERLY ON TMK 6-6-002-047-0054 ROOMS 460 & 461, BK2019-00410): CONVERT EXISTING ROOMS 460 & 461 TO NEW CONDO UNIT C41 CONSISTING OF 3 BEDROOMS, 3 BATHROOMS, ENTRY, DINING, FAMILY, KITCHEN, LAUNDRY, LIVING | [14 empty] | 2020-03-13 | 17 | 1000.00 | Issued | 2020-03-20
EH2020-00340 | Electrical | STATE OF HAWAII |  | STAN'S CONTRACTING INC STAN'S CONTRACTING INC, DWE INC DWE INC | STAN'S CONTRACTING INC ( STAN'S CONTRACTING INC ) |  | 230230050000 | 60 PUNAHELE STREET HI (23023005 0001) | Alteration | Renovation/Improvements to existing lobby/entry and Administration offices and restrooms | [14 empty] | 2020-03-13 | 59 | 25000.00 | Issued
EK2020-00422 | Electrical | HAPUNA BEACH RESIDENCES |  | METZLER CONTRACTING CO LLC METZLER CONTRACTING CO LLC, JASON T MURRILL JASON T MURRILL | METZLER CONTRACTING CO LLC ( METZLER CONTRACTING CO LLC ) |  | 660020470058 | 66-84 KAUNAOA DRIVE KAMUELA, HI 96743 (66002047 C51) | Alteration | ALTERATION TO EXISTING HAPUNA TOWER BUILDING C (FORMERLY ON TMK 6-6-002-047-0059 ROOMS 560 & 561, BK2019-00415): CONVERT EXISTING ROOMS 560 & 561 TO NEW CONDO UNIT C51 CONSISTING OF 3 BEDROOMS, 3 BATHROOMS, ENTRY, DINING, FAMILY, KITCHEN, LAUNDRY, LIVING | [14 empty] | 2020-03-13 | 17 | 1000.00 | Issued | 2020-03-20
EH2020-00335 | Electrical | KATHLEEN FABIA DAYOAN | P.O. BOX 647 PEPEEKEO, HI 96783 | GERARD CALLO ELECTRIC INC GERARD CALLO ELECTRIC INC, Robert C Smelker ROBERT C SMELKER | OWNER BUILDER ( OWNER BUILDER ) | ROBERT C SMELKER ( Robert C Smelker ) | 160101200000 | 16-1618 KEAAU PAHOA ROAD HI | New | NEW 4 BEDROOM, 3 & A 1/2 BATHS ON CONCRETE FOUNDATION. COUNTY WATER. SEPTIC SYSTEM. SOLAR HOT WATER-ONLY PANELS ON ROOF. COVERED ENTRY, DINING/LIVING ROOM/KITCHEN (RANGE, REF, DOUBLE SINK, CENTER ISLAND - NO SINK, PANTRY). MASTER BEDROOM,with WALK-IN C | [10 empty] | Single |  |  |  | 2020-03-13 | 133 | 10000.00 | Issued | 2020-03-16
EK2020-00417 | Electrical | STEPHANIE LYNNE WOODS-BETTIS | HI | LIVEWIRE SERVICES INC, ROBERT L LATENSER ROBERT L LATENSER | MICHAEL FAW BETTIS | ROBERT L LATENSER ( ROBERT L LATENSER ) | 890130520000 | HOOPULOA ROAD HI | New | NEW DETACHED GARAGE: GARAGE, STORAGE, COVERED UTILITY WITH LAUNDRY AREA INCLUDES LAUNDRY TRAY. RE:BK2019-00831 | [14 empty] | 2020-03-13 | 147 | 10000.00 | Issued
EH2020-00333 | Electrical | MAUREEN M MANGO TR GAPP |  | ALTERNATIVE ENERGY RESOURCES INC | NONE-ELECTRIC ONLY |  | 210110010000 | 39 APAPANE RD HI (21011001) | Electric Only | ELECTRIC ONLY - REPLACE SERVICE METER EQUIPMENT. | [10 empty] | Single |  |  |  | 2020-03-13 | 13 | 1200.00 | Issued | 2020-03-16
EH2020-00338 | Electrical | STEVEN CURTIS |  | BRUCE A RUSSELL BRUCE A RUSSELL, PROVISION SOLAR INC PROVISION SOLAR INC | PROVISION SOLAR INC ( PROVISION SOLAR INC ) | BRUCE A RUSSELL ( BRUCE A RUSSELL ) | 680220410041 | 681122 KANIKU DR 38 38 HI (68022041 38) | Alteration | Roof Mounted Photovoltaic system 8.750 KW DC, 7.6 KW AC. MODULES: (25) SUNPOWER SPR-X21-350-BLK. INVERTER: SOLAREDGE SE7600H-US. BATTERIES: (2) TESLA POWERWALL 2.1 AC. |  |  |  | Private | [10 empty] | 2020-03-13 | 83 | 84396.00 | Issued
EH2020-00339 | Electrical | JUDITH L TR KUNKLE | 68-1025 N KANIKU DT APT 616 KAMUELA, HI 96743 8782 | BRUCE A RUSSELL BRUCE A RUSSELL, PROVISION SOLAR INC PROVISION SOLAR INC | PROVISION SOLAR INC ( PROVISION SOLAR INC ) | BRUCE A RUSSELL ( BRUCE A RUSSELL ) | 680220040086 | 68-1025 N KANIKU DR 616 HI | Alteration | Roof Mounted Photovoltaic (PV) System 14.0 KW DC, 13.6 KW AC. MODULES: (40) SUNPOWER X21-350-BLK INVERTERS: (2) SOLAREDGE SE7600H-US |  |  |  | Private | [10 empty] | 2020-03-13 | 81 | 90885.00 | Issued
EH2020-00349 | Electrical | DBK TR | PO BOX 7497 HILO, HI 96720 8945 | INOUYE ELECTRIC LLC INOUYE ELECTRIC LLC | NONE-ELECTRIC ONLY |  | 220420520000 | 30 PALAI ST HI | Electric Only,Move | *ELECTRIC ONLY* RELOCATE AND NEW METER BOX INSTALLATION | [10 empty] | Single |  |  |  | 2020-03-16 | 19 | 2000.00 | Issued
EH2020-00345 | Electrical | SHANE DAVID TURPIN | PO BOX 516 MOUNTAIN VIEW, HI 96771 0516 | RYT ELECTRIC LLC RYT ELECTRIC LLC, BURWOOD D TURPIN BURWOOD D TURPIN | BURWOOD D TURPIN ( BURWOOD D TURPIN ) |  | 220481130000 | 81 MAKALIKA STREET HI | New | SUPPLEMENT TO EH2019-01582: UPGRADE TO 200 AMP SERVICE IN DWELLING UNDER CONSTRUCTION (BP #BH2019-01154). | [10 empty] | Single |  |  |  | 2020-03-16 | 23 | 2000.00 | Issued
EH2020-00344 | Electrical | TAMLYN MARRYAN HUNT | 446 A KUKUAU ST HILO, HI 96720 2623 | HAL K KAMIGAKI HAL K KAMIGAKI, MATTOS ELECTRIC LLC MATTOS ELECTRIC LLC | MATTOS ELECTRIC LLC ( MATTOS ELECTRIC LLC ) | HAL K KAMIGAKI ( HAL K KAMIGAKI ) | 150610740000 | 151086 KIAWE RD HI | Alteration | Installation of a (N) rooftop PV system (EXISTING DWELLING BP #950322). 4.35 KW DC, 3.375 KW AC. MODULES: (15) HYUNDAI 290. MICROINVERTER: (15) ENPAHSE M215. RACKING SYSTEM: IRON RIDGE XR100. |  |  |  | Private | [10 empty] | 2020-03-16 | 21 | 21750.00 | Complete | 2020-03-20
EH2020-00348 | Electrical | JUDITH ANN WAKELY | PO BOX 663 HILO, HI 96721 | WALTER'S ELECTRIC INC WALTER'S ELECTRIC INC | NONE-ELECTRIC ONLY |  | 160901020000 | 162099 MAUNA KEA DR HI | Electric Only,Repair | ELECTRIC ONLY - REPLACE 100 METER EQUIPMENT | [10 empty] | Single |  |  |  | 2020-03-16 | 25 | 2500.00 | Issued | 2020-03-24
EK2020-00423 | Electrical | GINGER SANDELL |  | MK CUSTOM BUILDERS INC MK CUSTOM BUILDERS INC, DL HEATON LLC DL HEATON LLC | MK CUSTOM BUILDERS INC ( MK CUSTOM BUILDERS INC ) |  | 730070960000 | 734501 ALOHA PL HI (73007096) | Supplemental | Supplemental permit to EK2019-00606 NEW DWELLING: 3 BDRM (BDRM #2 W/SINK),2BATH,KITCHEN W/ISLAND,LIVING,DINING, COVERED LANAI & ENTRY LANAI,LAUNDRY W/SINK,2 CAR GARAGE. SOLAR HOT WATER HEATER WITH PANELS ONLY ON ROOF. RE:BK2018-01701 | [14 empty] | 2020-03-16 | 137 | 2000.00 | Complete | 2020-03-19
EK2020-00424 | Electrical | ASHLEY THOMA |  | MK CUSTOM BUILDERS INC MK CUSTOM BUILDERS INC, DL HEATON LLC DL HEATON LLC | MK CUSTOM BUILDERS INC ( MK CUSTOM BUILDERS INC ) |  | 730230690000 | 731060 AHULANI ST HI (73023069) | Supplemental | Supplemental permit for EK2019-01078 NEW DWELLING:2BDRM,2BATH,KITCHEN,LIVING, DINING, COVERED LANAI.2CAR CARPORT WITH HALF BATH W/WATER CLOSET & SHOWER,LAUNDRY W/SINK,STORAGE FOR WATER HEATER.INTERIOR STAIRWAY.SOLAR HOT WATER HEATER WITH PANELS ONLY ON RO | [14 empty] | 2020-03-16 | 39 | 700.00 | Complete | 2020-03-19
EH2020-00347 | Electrical | BRONSON TOLEDO | PO BOX 492482 KEAAU, HI 96749 | WALTER'S ELECTRIC INC WALTER'S ELECTRIC INC | OWNER-BUILDER ( OWNER-BUILDER ) |  | 110402000000 | 11-3335 LEHUA STREET HI | New | NEW SINGLE FAMILY DWELLING 2 BEDROOM 2 BATH ON POST & PIER, SEPTIC, 10,000 GAL GALVANIZED WATER CATCHMENT, SOLAR HOT WATER WITH PANELS ONLY ON ROOF (UNIMPROVED AREA UNDER DWELLING)\n\nCOVERED DECK, LIVING/DINING/KITCHEN (SINK W/DISPOSAL, RANGE/OVEN, REFER | [10 empty] | Single |  |  |  | 2020-03-16 | 143 | 8500.00 | Issued
EK2020-00425 | Electrical | JESSICA VICAR |  | DL HEATON LLC DL HEATON LLC | JESSICA VICAR |  | 680400040000 | 68-3579 HAIA STREET HI (68040004) | New,Solar Water Heater | NEW 3 BEDROOM, 2 & 1/2 BATH DWELLING ON SLAB FOUNDATION. COUNTY WATER. SEPTIC SYSTEM. SOLAR HOT WATER SYSTEM-ONLY PANELS ON ROOF. UNCOVERED CONCRETE SLAB, COVERED ENTRY, FOYER, LIVING ROOM/DINING/KITCHEN (BAR COUNTER WITH SINK & DISHWASHER, REF, GAS | [10 empty] | Single |  |  |  | 2020-03-16 | 115 | 11500.00 | Issued
EH2020-00346 | Electrical | RONALD A/MAUREEN M TRST KOEHLER | 1049 OLIOLI WAY HILO, HI 96720 2742 | WALTER'S ELECTRIC INC WALTER'S ELECTRIC INC | NONE-ELECTRIC ONLY |  | 240221180000 | 1049 OLIOLI WAY HI | Electric Only,Repair | ELECTRIC ONLY - REMOVE AND REPLACE OLD METER EQUIPMENT | [10 empty] | Single |  |  |  | 2020-03-16 | 25 | 3000.00 | Issued
EH2020-00343 | Electrical | HAWAIIAN HOME LANDS |  | HUI KUPA'A LLC | NONE-ELECTRIC ONLY |  | 210200050000 | 162 DESHA AVE HI (21020005) | Emergency,Repair | ELECTRIC ONLY - Emergency repair of overhead Helco service feeders. Re-strapping of the SER cable. | [10 empty] | Single |  |  |  | 2020-03-16 | 13 | 100.00 | Issued | 2020-03-17
EH2020-00342 | Electrical | STATE OF HAWAII |  | MICHAEL A CHONG MICHAEL A CHONG, 808 ELECTRIC AND TELECOM LLC 808 ELECTRIC AND TELECOM LLC, ISEMOTO CONTRACTING CO LTD ISEMOTO CONTRACTING CO LTD | ISEMOTO CONTRACTING CO LTD ( ISEMOTO CONTRACTING CO LTD ) | MICHAEL A CHONG ( MICHAEL A CHONG ) | 240080080000 | 24-3460 DANIEL K INOUYE HWY HI | Alteration | PV SYSTEM FOR "KAULANA MANU NATIVE BIRD & PLANT SANCTUARY": 3-SHARP NE-80EJEA MODEL PHOTOVOLTAIC PANELS. NEW 8" DIAMETER, 40' HIGH, STEEL POLE FOR PHOTO VOLTAIC PANELS WITH ANTI-THEFT PROTECTION, EMBEDDED IN REINFORCED CONCRETE FOOTING FOR EXISTING COM | [14 empty] | 2020-03-16 | 41 | 10000.00 | Issued | 2020-03-19
EK2020-00426 | Electrical | MAUNA KEA SEA HOUSE LLC |  | KAMUELA ELECTRIC LLC KAMUELA ELECTRIC LLC, PAUL M BLECK PAUL M BLECK, BROWN DEVELOPMENT LLC BROWN DEVELOPMENT LLC | BROWN DEVELOPMENT LLC ( BROWN DEVELOPMENT LLC ) | PAUL M BLECK ( PAUL M BLECK ) | 620190090000 | 623757 KAUNAOA NUI RD HI | New | NEW SINGLE FAMILY DWELLING: 5 BEDROOMS, 5 BATHROOMS, POWDER ROOM, ENTRY, GREAT ROOM, KITCHEN WITH ISLAND INCLUDES SINK, LAUNDRY WITH LAUNDRY TRAY, COVERED LIVING LANAI WITH PROPANE BBQ, COVERED ENTRY LANAI, ATTACHED 3 CAR GARAGE, 4 OUTDOOR SHOWERS WITH L | [10 empty] | Single |  |  |  | 2020-03-17 | 271 | 65000.00 | Issued
EK2020-00431 | Electrical | SUZANNE MARIE PATTERSON | 73-4369 KAKAHIAKA ST KAILUA KONA, HI 96740 0000 | VP ELECTRIC LLC VP ELECTRIC LLC | KENNETH DOUGLAS PATTERSON |  | 730610050000 | 734369 KAKAHIAKA ST HI |  | AS-BUILT INSTALLATION OF 2 GROUND MOUNTED AIR CONDITIONING CONDENSERS AND 4 WALL MOUNTED AIR HANDLERS ($8,000). | [14 empty] | 2020-03-17 | 137 | 5000.00 | Complete | 2020-03-23
EK2020-00428 | Electrical | INTRINSIC PROPERTIES LLC | 378 PO BOX 75385 HONOLULU, HI 96836-0385 | SUPERIOR ELECTRICAL MECHANICAL & PLUMBING INC SUPERIOR ELECTRICAL MECHANICAL & PLUMBING INC, GARY M PERRIN GARY M PERRIN, JOE BUILDER INC JOE BUILDER INC | JOE BUILDER INC ( JOE BUILDER INC ) | GARY M PERRIN ( GARY M PERRIN ) | 680350730000 | ELEELE STREET HI | Supplemental | SUPPLEMENT TO EK2018-01520 add circuits for lighting and oven NEW DWELLING: 3 BEDROOM, 2 BATHROOM, KITCHEN WITH RANGE IN ISLAND, DINING, LIVING ROOM, LAUNDRY ROOM WITH LAUNDRY TRAY, PANTRY, COVERED LANAIS, ATTACHED GARAGE, SOLAR WATER HEATER PANELS ONLY | [14 empty] | 2020-03-17 | 57 | 750.00 | Issued
EH2020-00360 | Electrical | LORNA LARSEN-JEYTE |  | BRUCE A RUSSELL BRUCE A RUSSELL, PROVISION SOLAR INC PROVISION SOLAR INC | PROVISION SOLAR INC ( PROVISION SOLAR INC ) | BRUCE A RUSSELL ( BRUCE A RUSSELL ) | 190040080000 | 193956 A OLD VOLCANO RD HI (19004008) | Alteration,Electric Only | INSTALLATION OF 8-PANELS ROOF-MOUNTED PHOTOVOLTAIC SYSTEM TO EXISTING DWELLING WITH 3.2 KW DC |  |  |  | Private | [10 empty] | 2020-03-17 | 21 | 13248.00 | Complete | 2020-03-25
EH2020-00359 | Electrical | JALINE MARIE COMAN | 1550 KEANALOA PL Hilo, HI 96740 | BRUCE A RUSSELL BRUCE A RUSSELL, PROVISION SOLAR INC PROVISION SOLAR INC | PROVISION SOLAR INC ( PROVISION SOLAR INC ) | BRUCE A RUSSELL ( BRUCE A RUSSELL ) | 250061160000 | 1550 KEANALOA PL HI | Alteration | Roof Mounted Photovoltaic (PV) System (13 modules), Battery/Inverter: Tesla Powerwall 2.1 AC DWELLING COMPLETED BY PERMIT #B2007-1676H |  |  |  | Private | [10 empty] | 2020-03-17 | 45 | 37808.00 | Issued
EH2020-00358 | Electrical | KOHANAIKI SHORES LLC |  | GOODFELLOW BROS LLC. | NONE-ELECTRIC ONLY |  | 730650510000 | 73-4745 AUKAI PLACE HI | Electric Only | INSTALLING NEW ELECTRICAL CONDUIT AND BOXES. (ELECTRICAL ONLY) | [14 empty] | 2020-03-17 | 71 | 108000.00 | Issued
EH2020-00362 | Electrical | DAVID REED |  | BRUCE A RUSSELL BRUCE A RUSSELL, ROBERT L LATENSER ROBERT L LATENSER, PROVISION SOLAR INC PROVISION SOLAR INC | PROVISION SOLAR INC ( PROVISION SOLAR INC ) | BRUCE A RUSSELL ( BRUCE A RUSSELL ) | 260270080000 | 382 A KAIWIKI RD HI (26027008) | Alteration | INSTALLATION OF 13-PANELS ROOF-MOUNTED PHOTOVOLTAIC SYSTEM WITH 4.16 KW DC & TESLA POWERWALL 2.1 AC BATTERY. MODULE - SUNPOWER SPR-320E-WHT-D INVERTER - SOLAREDGE SE5000H-US |  |  |  | Private | [10 empty] | 2020-03-17 | 43 | 35528.00 | Issued
EH2020-00361 | Electrical | LAURIE AKEMI MCCARTY | HI | BRUCE A RUSSELL BRUCE A RUSSELL, ROBERT L LATENSER ROBERT L LATENSER, PROVISION SOLAR INC PROVISION SOLAR INC | PROVISION SOLAR INC ( PROVISION SOLAR INC ) | BRUCE A RUSSELL ( BRUCE A RUSSELL ) | 150410270000 | 151681 16TH AVE HI (15041027) | Alteration | INSTALLATION OF 15-PANELS ROOF-MOUNTED PHOTOVOLTAIC SYSTEM WITH 4.125 KW DC & TESLA POWERWALL 2.1 AC BATTERY. MODULE - REC-275TP2BLK2 INVERTER - SOLAREDGE SE3800H-US |  |  |  | Private | [10 empty] | 2020-03-17 | 43 | 37642.00 | Issued
EH2020-00357 | Electrical | STATE OF HAWAII |  | STAN'S CONTRACTING INC STAN'S CONTRACTING INC, ELI WALTZ, DWE INC DWE INC | STAN'S CONTRACTING INC ( STAN'S CONTRACTING INC ) | ELI WALTZ | 240040010000 | 800 STAINBACK HWY HI (24004001) | Alteration | Renovation work in building #2 ADA IMPROVEMENTS TO ZOO FACILITIES BUILDING #2 ENTRANCE/GIFT SHOP/STORAGE PANAEWA ZOO ACCESSIBILITY IMPROVEMENTS, COUNTY JOB NO. PR-4223 ADD SQUARE FOOTAGE TO CREATE CART/EQUIPMENT STORAGE, MOVE GIFT SHOP INTO ENTRY, NE | [14 empty] | 2020-03-17 | 133 | 65000.00 | Issued
EH2020-00356 | Electrical | STATE OF HAWAII |  | STAN'S CONTRACTING INC STAN'S CONTRACTING INC, ELI WALTZ, DWE INC DWE INC | STAN'S CONTRACTING INC ( STAN'S CONTRACTING INC ) | ELI WALTZ | 240040010000 | 800 STAINBACK HWY HI (24004001) | Alteration | Renovation work in Building #5 ADA IMPROVEMENTS TO ZOO FACILITIES TO BUILDING #5 EDUCATION PANAEWA ZOO ACCESSIBILITY IMPROVEMENTS, COUNTY JOB NO. PR-4223 DEMOLISH AND RECONFIGURE RESTROOMS TO MEN'S RESTROOM AND FAMILY RESTROOM, LANAI TO BECOME WOMEN'S | [14 empty] | 2020-03-17 | 45 | 35000.00 | Issued
EH2020-00355 | Electrical | STATE OF HAWAII |  | STAN'S CONTRACTING INC STAN'S CONTRACTING INC, ELI WALTZ, DWE INC DWE INC | STAN'S CONTRACTING INC ( STAN'S CONTRACTING INC ) | ELI WALTZ | 240040010000 | 800 STAINBACK HWY HI (24004001) | New | New work in container units. ADA IMPROVEMENTS TO ZOO FACILITIES TO BUILDING #18C - MAINTENANCE SHOP/STORAGE/VETERINARY PANAEWA ZOO ACCESSIBILITY IMPROVEMENTS, COUNTY JOB NO. PR-4223 | [14 empty] | 2020-03-17 | 109 | 30000.00 | Issued
EH2020-00364 | Electrical | MARK J AGUIAR |  | BRUCE A RUSSELL BRUCE A RUSSELL, ROBERT L LATENSER ROBERT L LATENSER, PROVISION SOLAR INC PROVISION SOLAR INC | PROVISION SOLAR INC ( PROVISION SOLAR INC ) | BRUCE A RUSSELL ( BRUCE A RUSSELL ) | 290060170000 | 29-2285 HANAMALO LP (29006017) | Alteration | INSTALLATION OF 24-PANELS ROOF-MOUNTED PHOTOVOLTAIC SYSTEM TO DWELLING UNDER CONSTRUCTION, WITH 7.848 KW DC, WITH TESLA POWERWALL 2.1 AC BATTERY. MODULE: SUNPOWER SPR 327E-WHT-D INVERTER: SOLAREDGE SE7600H-US |  |  |  | Private | [10 empty] | 2020-03-17 | 79 | 71475.00 | Issued
EK2020-00430 | Electrical | JESS HINKLE | HI | VP ELECTRIC LLC VP ELECTRIC LLC |  |  | 780140710000 | 786641 ALII DR HI | Electric Only | UPGRADE EXISTING SERVICE | [10 empty] | Single |  |  |  | 2020-03-17 | 117 | 3000.00 | Issued | 2020-03-18
EH2020-00353 | Electrical | KAYLEE KEALOHALANI IGNACIO | 1945 IOANA ST. Hilo, HI 96740 | TOP ELECTRICAL SYSTEMS LLC TOP ELECTRICAL SYSTEMS LLC, CORREIA CORPORATION CORREIA CORPORATION | CORREIA CORPORATION ( CORREIA CORPORATION ) |  | 150500590000 | 15-1736 7TH AVENUE HI | New | NEW SINGLE FAMILY DWELLING 3 BEDROOM, 2 BATH TWO CAR GARAGE ON CONCRETE SLAB, SEPTIC, GALVANIZED WATER CATCHMENT, HEAT PUMP WITH APPROVED VARIANCE 02/05/2020.\n\nCOVERED ENTRY INTO LIVING/DINING/KITCHEN (DOUBLE COMPARTMENT SINK, DISHWASHER, ELECTRIC RANGE | [10 empty] | Single |  |  |  | 2020-03-17 | 105 | 8000.00 | Issued
EH2020-00354 | Electrical | PAUL ALEXANDER ELY | PO BOX 6972 KAMUELA, HI 96743 6972 | TOP ELECTRICAL SYSTEMS LLC TOP ELECTRICAL SYSTEMS LLC | OWNER-BUILDER ( OWNER-BUILDER ) |  | 280081560000 | 28-3026 BEACH ROAD HI | New | NEW 2-LEVEL, 3 BEDROON, 2 BATHROOM SINGLE FAMILY DWELLING ON CONCRETE SLAB FOUNDATION. SEPTIC SYSTEM. COUNTY WATER SUPPLY. SOLAR WATER HEATER-PANELS ONLY ON ROOF. DETACHED GARAGE UNDER APPLICATION #A2019-BH01619. FIRST LEVEL: OPEN COVERED PORCH, ENTRY, | [10 empty] | Single |  |  |  | 2020-03-17 | 131 | 12000.00 | Issued
EH2020-00351 | Electrical | TIMOTHY CARIGON | HI | TOP ELECTRICAL SYSTEMS LLC TOP ELECTRICAL SYSTEMS LLC, KIM K KAHELE KIM K KAHELE | KIM K KAHELE ( KIM K KAHELE ) |  | 150240280000 | 15-2009 16TH AVENUE HI | New | NEW SINGLE FAMILY 3 BEDROOM, 2 BATH DWELLING. SLAB ON GRADE. SEPTIC SYSTEM. 6' FT GALVANIZED WATER CATCHMENT TANK. GAS ON DEMAND WITH APPROVED VARIANCE FROM DBEDT. OPEN COVERED LANAI, MASTER BEDROOM WITH MASTER BATH (LAVATORY, WATER CLOSET, SHOWER), LIVIN |  |  | 1 | [7 empty] | Single |  |  |  | 2020-03-17 | 99 | 7000.00 | Issued
EH2020-00352 | Electrical | TIMOTHY MILES CARIGON | Hilo, HI 96740 | TOP ELECTRICAL SYSTEMS LLC TOP ELECTRICAL SYSTEMS LLC, KIM K KAHELE KIM K KAHELE | KIM K KAHELE ( KIM K KAHELE ) |  | 150240280000 | 15-2009 16TH AVENUE HI | Alteration | ALTERATION TO DWELLING BH2018-01101 UNDER CONSTRUCTION. ALTERATION OF PARTIAL LANAI TO STORAGE ROOM (8'x14'=112sqft) & ALTERATION TO CONVERT Partial LANAI TO EXTEND LIVING ROOM (8'x20'=160sqft)(12x14 lanai to remain). ELECTRICAL. NO PLUMBING. 11/14/201 | [14 empty] | 2020-03-17 | 17 | 450.00 | Issued
EH2020-00350 | Electrical | LEZLIE ILIWA'ALANI | HI | TOP ELECTRICAL SYSTEMS LLC TOP ELECTRICAL SYSTEMS LLC | OWNER-BUILDER ( OWNER-BUILDER ) |  | 150420670000 | 15-1596 16TH AVENUE HI | New | PRE-APPROVED HPM PKG (#18-020H)- PUAMELIA DXL MODEL 1200: NEW 4 BEDROOM, 2.5 BATH, LIVING, DINING KITCHEN, LAUNDRY AREA WITH LAUNDRY TRAY AND ENCLOSED WATER CLOSET AREA, CARPORT WITH STORAGE ROOM (WATER HEATER TANK WITHIN). SOLAR WATER HEATER WITH PANELS | [10 empty] | Single |  |  |  | 2020-03-17 | 115 | 9000.00 | Issued | 2020-03-16
EK2020-00429 | Electrical | ARLENE JUTRAS WILSON |  | VP ELECTRIC LLC VP ELECTRIC LLC |  |  | 730050520000 | 731408 HIOLANI ST HI | Alteration,Electric Only | ELECTRICAL ONLY: EXISTING 200 AMP METER UPGRADE AND 100A FEEDER TO AG BUILDING. | [10 empty] | Single |  |  |  | 2020-03-17 | 71 | 8000.00 | Issued
EK2020-00427 | Electrical | LUANA TR | HI | CAPTAIN COOK POOL & SPA INC CAPTAIN COOK POOL & SPA INC, STEVEN I TANAKA STEVEN I TANAKA | CAPTAIN COOK POOL & SPA INC ( CAPTAIN COOK POOL & SPA INC ) |  | 750240750000 | 755358 MAMALAHOA HWY HI (75024075) | New | NEW IN GROUND POOL AND SPA, 4 FT HIGH CRM RETAINING WALL, POOL SECURITY BARRIER, SELF CLOSING SELF LATCHING, CONCRETE POOL DECK, CONCRETE POOL EQUIPMENT PAD, ELECTRICAL ONLY.RE:BK2020-00002 | [14 empty] | 2020-03-17 | 47 | 6500.00 | Issued | 2020-03-18
EH2020-00363 | Electrical | LISA ZIAYA-LIVSEY |  | BRUCE A RUSSELL BRUCE A RUSSELL, PROVISION SOLAR INC PROVISION SOLAR INC | PROVISION SOLAR INC ( PROVISION SOLAR INC ) | BRUCE A RUSSELL ( BRUCE A RUSSELL ) | 240131160000 | 83 WAINOHIA STREET HI | Alteration | Roof Mounted Photovoltaic(PV) System Dwelling and existing solar hot water system- completed on BH2015-02457. |  |  |  | Private | [10 empty] | 2020-03-17 | 37 | 31753.00 | Complete | 2020-03-30
EK2020-00434 | Electrical | MONTANA TSUBAMOTO |  | DOMINGO A VILLARUEL, KEVIN M MURAR KEVIN M MURAR, SUNRUN INSTALLATION SERVICES INC | ( SUNRUN INSTALLATION SERVICES INC ) | DOMINGO A VILLARUEL | 150510190000 | 151574 5TH AVE HI (15051019) | Alteration | INSTALLATION OF 22 PANELS, 7.3WDC, ROOF MOUNTED PV (PHOTOVOLTAIC) SYSTEM TO EXISTING DWELLING (2 LG CHEM RESU LITHIUM ION BATTERY)9.3KWH, 214LB EA |  |  |  | Private | [10 empty] | 2020-03-18 | 129 | 36300.00 | Issued
EK2020-00432 | Electrical | JOCELO LOPEZ |  | DOMINGO A VILLARUEL, KEVIN M MURAR KEVIN M MURAR, SUNRUN INSTALLATION SERVICES INC | ( SUNRUN INSTALLATION SERVICES INC ) | DOMINGO A VILLARUEL | 150380630000 | 151430 22ND AVE HI (15038063) | Alteration | INSTALLATION OF 41 PANELS, 13.5WDC, ROOF MOUNTED PV (PHOTOVOLTAIC) SYSTEM TO EXISTING DWELLING (3 LG CHEM RESU LITHIUM ION BATTERIES)9.3KWH, 214LB EA |  |  |  | Private | [10 empty] | 2020-03-18 | 189 | 67650.00 | Issued
EH2020-00365 | Electrical | MICHAEL ALAN COLSON | 59-1068 IPU PL KAMUELA, HI 96743 8593 | SAMUEL K ALAMEDA JR SAMUEL K ALAMEDA JR. | OWNER-BUILDER ( OWNER-BUILDER ) |  | 160631470000 | 16-329 POHAKU DR HI | New | NEW 2 BEDROOM, 1 BATHROOM SINGLE FAMILY DWELLING ON CONCRETE SLAB FOUNDATION. SEPTIC SYSTEM. 7'2" HIGH 10,000 GALLON GALVANIZED STEEL WATER TANK. SOLAR WATER HEATER-PANELS ONLY ON ROOF.\n\nOPEN COVERED ENTRY TO LIVING/KITCHEN (RANGE/OVEN, SINK, REFRIGERAT | [10 empty] | Single |  |  |  | 2020-03-18 | 107 | 4500.00 | Issued
EH2020-00367 | Electrical | FRANK MICHAEL GRASSEL | PO BOX 1977 KEAAU, HI 96749 | SAMUEL K ALAMEDA JR SAMUEL K ALAMEDA JR. | OWNER BUILDER ( OWNER BUILDER ) |  | 110380620000 | 113387 PIKAKE ST HI | New | NEW 672 SQ FT DETACHED RESIDENTIAL GARAGE W/ OVERHEAD DOOR FOR PERSONAL, NON-COMMERCIAL USE ONLY. ELECTRIC, NO PLUMBING. | [14 empty] | 2020-03-18 | 55 | 3000.00 | Issued
EK2020-00437 | Electrical | MELEMALIE BAIROS KE | 73-1561 HA'O ST KAILUA KONA, HI 96740 | KENT K SIMMONS JR | FRANCIS PAULO NU'UANU KE |  | 730241220000 | 731561 HAO ST HI | Addition | ADDITION OF 3 BEDROOMS, 2 BATHS, STORAGE, WASHER/DRYER AREA,COVERED LANAI, CATWALK AND CARPORT TO UPPER LEVEL. ENCLOSED PORTION OF LOWER LEVEL FOR PLAY ROOM. RE:B2012-0503K ****EXISTING SERVICE UPGRADE**** | [10 empty] | Single |  |  |  | 2020-03-18 | 117 | 5000.00 | Issued
EH2020-00370 | Electrical | TIMOTHY DUERLER | HI | BRUCE A RUSSELL BRUCE A RUSSELL, PROVISION SOLAR INC PROVISION SOLAR INC | PROVISION SOLAR INC ( PROVISION SOLAR INC ) | BRUCE A RUSSELL ( BRUCE A RUSSELL ) | 620110110000 | 62-2312 KANEHOA ST HI | Alteration | Roof Mounted Photovoltaic (PV) System (EXISTING DWELLING BP #966062). MODULES: (22) SPR-X22-360, 7.92 KW DC. INVERTER: SOLAREDGE SE7600H-US, 7.6 KW AC. BATTERIES: (2) TESLA POWERWALL 2.1 AC, BATTERY INVERTER 10.0 KW AC, BATTERY STORAGE 27.0 KW-HR. |  |  |  | Private | [10 empty] | 2020-03-18 | 83 | 65042.00 | Issued
EK2020-00435 | Electrical | WYNN WILLIAM HOLLINGSHEAD | HI | AINA'S ELECTRIC AINA'S ELECTRIC, JEFFREY L GROSS JEFFREY L GROSS | WYNN WILLIAM HOLLINGSHEAD | JEFFREY L GROSS ( JEFFREY L GROSS ) | 730071010000 | 734512 ALOHA PL HI | Supplemental | NEW DETACHED ACCESSORY BUILDING TO EXISTING DWELLING (BP# BK2015-02378): REC ROOM WITH BAR SINK (NOT APPROVED FOR A SECOND KITCHEN), HALF BATH, STORAGE, ON-DEMAND GAS WATER HEATER. \n12/13/18-received revision-detached recreation room moved on the site.\ | [14 empty] | 2020-03-18 | 51 | 500.00 | Issued
EK2020-00433 | Electrical | NOEL FORONDA |  | DOMINGO A VILLARUEL, KEVIN M MURAR KEVIN M MURAR, SUNRUN INSTALLATION SERVICES INC | ( SUNRUN INSTALLATION SERVICES INC ) | DOMINGO A VILLARUEL | 150401150000 | 151730 22ND AVE HI (15040115) | Alteration | INSTALLATION OF 4 ADDED PANELS, AND 1 LG BATTERY, SUPPLEMENTAL PERMITS TO BK2019-01626 & EK2019-01750 |  |  |  | Private | [10 empty] | 2020-03-18 | 29 | 5800.00 | Complete | 2020-03-27
EK2020-00436 | Electrical | MICHAEL DENNIS ANGEL | P.O. BOX 3562 KAILUA-KONA, HI 96745 | AINA'S ELECTRIC AINA'S ELECTRIC, JEFFREY L GROSS JEFFREY L GROSS | MICHAEL DENNIS ANGEL | JEFFREY L GROSS ( JEFFREY L GROSS ) | 810120180000 | 810972 KAHAPILI LOOP HI | New | NEW TWO LEVEL DETACHED GARAGE: LOWER LEVEL: GARAGE, EXTERIOR STAIRS TO UPPER LEVEL. UPPER LEVEL: 2-BEDROOMS, 1-BATHROOM, FAMILY ROOM WITH WET BAR, COVERED ENTRY DECK, MAX HEIGHT 2'8" CMU RETAINING WALL. Septic up-grade required. NO SOLAR VARIANCE ATTACHE | [10 empty] | Single |  |  |  | 2020-03-18 | 111 | 3500.00 | Issued
EH2020-00369 | Electrical | MICHAEL JAMES STACY | PO BOX 729 VOLCANO, HI 96785 0729 | BRUCE A RUSSELL BRUCE A RUSSELL, PROVISION SOLAR INC PROVISION SOLAR INC | PROVISION SOLAR INC ( PROVISION SOLAR INC ) | BRUCE A RUSSELL ( BRUCE A RUSSELL ) | 190180790000 | 19-4201 LIKO LEHUA RD HI | Alteration | Roof Mounted Photovoltaic (PV) System (DWELLING BP #46680). MODULES: (19) SUPNPOWER SPR-320E-WHT-D, 6.08 KW DC. INVERTER: SOLAREDGE SE6000H-US, 6.0 KW AC. BATTERY: TESLA POWERWALL 2.1 AC, BATTERY INVERTER 5.0 KW AC, BATTERY STORAGE 13.5 KW-HR. |  |  |  | Private | [10 empty] | 2020-03-18 | 57 | 47786.00 | Issued
EH2020-00368 | Electrical | ESTEBAN/PRISCILLA TRST EVANGELISTA |  | YAMAMOTO ELECTRICAL SERVICES LLC YAMAMOTO ELECTRICAL SERVICES LLC | NONE-ELECTRIC ONLY |  | 240200510000 | 32 MALUHIA ST HI (24020051) | Electric Only | ELECTRIC ONLY - New meter main and service entrance cable | [10 empty] | Single |  |  |  | 2020-03-18 | 19 | 500.00 | Issued | 2020-03-19
EH2020-00366 | Electrical | LORI JEANNE PALMER | PO BOX 11162 HILO, HI 96721 6162 | SAMUEL K ALAMEDA JR SAMUEL K ALAMEDA JR. |  |  | 270260390000 | 270269 D RD HI | Electric Only,Repair | *ELECTRIC ONLY* UPGRADE METER SERVICE EQUIPMENT ONLY | [10 empty] | Single |  |  |  | 2020-03-18 | 19 | 1500.00 | Issued | 2020-03-18
EK2020-00439 | Electrical | Michael W LaFetra TR | HI | KEVIN M MURAR KEVIN M MURAR, ADAM L O'LEARY ADAM L O'LEARY, RISING SUN SOLAR AND ELECTRIC LLC RISING SUN SOLAR AND ELECTRIC LLC | RISING SUN SOLAR AND ELECTRIC LLC ( RISING SUN SOLAR AND ELECTRIC LLC ) | ADAM L O'LEARY ( ADAM L O'LEARY ) | 720310070000 | 720227 KOLOMUO PL HI (72031007) | Alteration | New rooftop PV system with battery storage: 105 350-watt panels, 3 inverters, 4 Tesla Powerwall 4s; 34.2 kW DC |  |  |  | Private | [6 empty] | Single | Single | Single |  | 2020-03-19 | 369 | 188000.00 | Issued
EK2020-00444 | Electrical | SANFORD ALFRED WIGSMOEN III | Hilo, HI 96740 | DOMINGO A VILLARUEL, KEVIN M MURAR KEVIN M MURAR, SUNRUN INSTALLATION SERVICES INC | ( SUNRUN INSTALLATION SERVICES INC ) | DOMINGO A VILLARUEL | 150370450000 | 151378 22ND AVE HI (15037045) | Alteration | INSTALLATION OF 26 PANELS, 8.6WDC, ROOF MOUNTED PV (PHOTOVOLTAIC) SYSTEM TO EXISTING DWELLING (2 LG CHEM RESU LITHIUM ION BATTERIES)9.3KWH, 214LB EA |  |  |  | Private | [10 empty] | 2020-03-19 | 111 | 51900.00 | Issued
EK2020-00443 | Electrical | AARON LEE TOLENTINO |  | DOMINGO A VILLARUEL, KEVIN M MURAR KEVIN M MURAR, SUNRUN INSTALLATION SERVICES INC | ( SUNRUN INSTALLATION SERVICES INC ) | DOMINGO A VILLARUEL | 170300720000 | 17180 PALAAI ST HI (17030072) | Alteration | INSTALLATION OF 40 PANELS, 11.6WDC,ROOF MOUNTED PV (PHOTOVOLTAIC) SYSTEM TO EXISTING DWELLING (3 LG CHEM RESU LITHIUM ION BATTERIES)9.3KWH, 214LB EA |  |  |  | Private | [10 empty] | 2020-03-19 | 173 | 58000.00 | Issued
EH2020-00373 | Electrical | MARILYN MOHAMED |  | IWAMOTO ELECTRIC LLC IWAMOTO ELECTRIC LLC | OWNER-BUILDER ( OWNER-BUILDER ) |  | 110530770000 | 113052 ALII KANE ST HI (11053077) | Supplemental | Supplemental to EH2020-00276 - Wiring for Dwelling NEW SINGLE FAMILY RESIDENTIAL DWELLING WITH 2 BEDROOMS AND 1 BATH. ENTRY, LIVING, DINING, KITCHEN (REFRIGERATOR/DOUBLE COMPARTMENT SINK/RANGE), MASTER BEDROOM, BATH (LAVATORY/TUBSHOWER/WATER CLOSET/LIN | [14 empty] | 2020-03-19 | 83 | 4500.00 | Issued | 2020-03-31
EK2020-00446 | Electrical | MARK E MACINNIS TR | 77-156 KAPUKAPU ST KAILUA KONA, HI 96740 | BENJAMIN R. TORRES |  |  | 770270060000 | 770156 KAPUKAPU ST HI | Alteration,Electric Only | ELECTRICAL ONLY: EXISTING SERVICE UPGRADE | [10 empty] | Single |  |  |  | 2020-03-19 | 15 | 2000.00 | Issued
EH2020-00375 | Electrical | MICHELLE LAUBACH |  | KIM K KAHELE KIM K KAHELE, IWAMOTO ELECTRIC LLC IWAMOTO ELECTRIC LLC | KIM K KAHELE ( KIM K KAHELE ) |  | 240730310000 | 491 KILOU PL HI (24073031) | New | SINGLE FAMILY DWELLING 4 BEDROOM 3 BATHROOM ON SLAB, COUNTY WATER, SEPTIC, SOLAR HOT WATER WITH PANELS ON THE ROOF ENTRY LANAI INTO FOYER, BATHROOM #3 (LAV, WATER CLOSET, SHOWER), BEDROOM #4, MASTER BATHROOM (DOUBLE LAV, WATER CLOSET, SHOWER, TUB), WAL | [10 empty] | Single |  |  |  | 2020-03-19 | 161 | 18000.00 | Issued
EK2020-00440 | Electrical | Gary Thorne |  | KEVIN M MURAR KEVIN M MURAR, ADAM L O'LEARY ADAM L O'LEARY, RISING SUN SOLAR AND ELECTRIC LLC RISING SUN SOLAR AND ELECTRIC LLC | RISING SUN SOLAR AND ELECTRIC LLC ( RISING SUN SOLAR AND ELECTRIC LLC ) | ADAM L O'LEARY ( ADAM L O'LEARY ) | 690060280000 | 691889 PUAKO BEACH DR HI (69006028) | Alteration | New rooftop PV system with storage: 26 327-watt panels, 1 inverter, 1 Tesla Powerwall 2; 7.6 kW system |  |  |  | Private | [6 empty] | Single | Single | Single |  | 2020-03-19 | 173 | 42510.00 | Issued
EK2020-00441 | Electrical | LOCHER, LARRY/CONSTANCE FAMILY TRST |  | PAUL L ASSELIN PAUL L ASSELIN |  |  | 560020070000 | 562961 PUAKEA BAY DR HI | Electric Only,Repair | REMOVE AND REPLACE EXISTING METER EQUIPMENT | [10 empty] | Single |  |  |  | 2020-03-19 | 17 | 6000.00 | Issued | 2020-03-23
EK2020-00438 | Electrical | SCOTT S SMITH | 75-851 HIONA ST HOLUALOA, HI 96725 9601 | BRUCE A RUSSELL BRUCE A RUSSELL, PRO SOLAR HAWAII LLC | ( PRO SOLAR HAWAII LLC ) | BRUCE A RUSSELL ( BRUCE A RUSSELL ) | 750240380000 | 750851 HIONA ST HI | Alteration | PV-PV ROOF MOUNT TO EXISTING DWELLING, 20 PANELS, 320 WATT, 6.40 KW DC. | [14 empty] | 2020-03-19 | 131 | 32000.00 | Issued
EH2020-00378 | Electrical | TRACY E DAY | 15-2735 ONO STREET PAHOA, HI 96778 | HIRAYAMA BROTHERS ELECTRIC INC HIRAYAMA BROTHERS ELECTRIC INC | OWNER-BUILDER ( OWNER-BUILDER ) |  | 150650190000 | 15-2735 ONO STREET HI | New | NEW 2 BEDROOM, 1 BATH DWELLING ON SLAB FOUNDATION. SOLAR HOT WATER HEATER-ONLY PANELS ON ROOF. GALVANIZED CATCHMENT WATER SYSTEM-10,000 GALLONS 7'2" HT. SEPTIC SYSTEM.\n\nLIVING ROOM,/ KITCHEN ( DOUBLE SINK WITH DISPOSAL, RANGE, REF). BATHROOM ( LAV, WC, | [10 empty] | Single |  |  |  | 2020-03-19 | 107 | 12000.00 | Issued
EH2020-00376 | Electrical | DOROTHY THRALL | P O BOX 948 PAHOA, HI 96778 | MATTOS ELECTRIC LLC MATTOS ELECTRIC LLC | OWNER-BUILDER ( OWNER-BUILDER ) |  | 160121060000 | 16-1580 39TH AVENUE HI | New | **2018 KILAUEA ERUPTION** NEW SINGLE FAMILY DWELLING HAS 2 BEDROOMS & 1 1/2 BATH, A DETACHED UTILITY ROOM LOCATED 20ft FROM DWELLING, SEPTIC SYSTEM, 5'7" HIGH WATER TANK, AND APPROVED SOLAR VARIANCE FROM DBEDT. \nDWELLING ON POST & PIER HAS AN OPEN C | [14 empty] | 2020-03-19 | 131 | 10000.00 | Issued
EH2020-00372 | Electrical | MICHAEL EARL AMICK | 2908 LINWOOD AVE APT A PARKVILLE, MD 21234 5600 | NAGAO ELECTRIC LLC NAGAO ELECTRIC LLC | NONE-ELECTRIC ONLY |  | 220380950000 | 28 LEIHALA DR HI | Electric Only,Move | ELECTRIC ONLY - RELOCATE METER MAIN | [10 empty] | Single |  |  |  | 2020-03-19 | 19 | 650.00 | Issued | 2020-03-23
EH2020-00371 | Electrical | STATE OF HAWAII |  | STUART M SMITH | NONE-ELECTRIC ONLY |  | 210070280000 | 525 OCEAN VIEW DR HI | Electric Only,Repair | ELECTRIC ONLY - REPLACE 100AMP SERVICE EQUIPMENT | [10 empty] | Single |  |  |  | 2020-03-19 | 13 | 2000.00 | Issued | 2020-03-19
EH2020-00377 | Electrical | ANDREW DEANE SCRIVEN | 75-6008 ALII DR. #125 KAILUA KONA, HI 96740 | HIRAYAMA BROTHERS ELECTRIC INC HIRAYAMA BROTHERS ELECTRIC INC, GK CONSTRUCTION LLC GK CONSTRUCTION LLC | GK CONSTRUCTION LLC ( GK CONSTRUCTION LLC ) |  | 110402010000 | LEHUA ST HI | New | NEW DWELLING - 3 BEDROOMS, 2 BATHS, KITCHEN, DINING, LIVING ROOM, COVERED LANAI, GARAGE WITH LAUNDRY TRAY. SOLAR WATER HEATER PANELS ON ROOF. WATER TANK-10,000 GALLONS/7'1/2"-HIGH/$3500.00. | [10 empty] | Single |  |  |  | 2020-03-19 | 95 | 8000.00 | Issued | 2020-03-30
EH2020-00379 | Electrical | PETER R/KAREN R TRUST FIELD | PO BOX 61 KANEOHE, HI 96744 0061 | BIG ISLAND ELECTRICAL SERVICE LLC BIG ISLAND ELECTRICAL SERVICE LLC, Robert C Smelker ROBERT C SMELKER | OWNER-BUILDER ( OWNER-BUILDER ) | ROBERT C SMELKER ( Robert C Smelker ) | 170171700000 | 17-1175 KIHAPAI PLACE HI | New | NEW 2 BEDROOM, 2 BATHROOM DWELLING WITH PORTE COCHERE WITH OPEN UTILITY AREA(WASHER), ENTRY, KITCHEN, LIVING ROOM, OPEN COVERED DECK. GAS ON-DEMAND SOLAR HOT WATER HEATER WITH APPROVED VARIANCE FROM DBEDT. | [10 empty] | Single |  |  |  | 2020-03-19 | 53 | 4000.00 | Issued | 2020-03-24
EK2020-00442 | Electrical | ROBERT ALLEN PEPPERLING | PO BOX 1891 PAHOA, HI 96778 1891 | DOMINGO A VILLARUEL, KEVIN M MURAR KEVIN M MURAR, SUNRUN INSTALLATION SERVICES INC | ( SUNRUN INSTALLATION SERVICES INC ) | DOMINGO A VILLARUEL | 160840100000 | 16-2447 AINALOA DRIVE HI | Alteration | INSTALLATION OF 12 PANELS, 4.0WDC, ROOF MOUNTED PV (PHOTOVOLTAIC) SYSTEM TO EXISTING DWELLING(1 LG CHEM RESU LITHIUM ION BATTERY)9.3KWH, 214LB EA |  |  |  | Private | [10 empty] | 2020-03-19 | 99 | 19800.00 | Issued
EH2020-00374 | Electrical | HEATHER E TR HEDENSCHAU |  | IWAMOTO ELECTRIC LLC IWAMOTO ELECTRIC LLC | NONE-ELECTRIC ONLY |  | 150530050000 | 151474 BEACH RD HI (15053005) | Electric Only | ELECTRIC ONLY - 200 amp Service upgrade/ feeders and hot tub | [10 empty] | Single |  |  |  | 2020-03-19 | 39 | 1200.00 | Issued
EK2020-00445 | Electrical | LAWRENCE W TRST COHN | 75-109 LOLO LN KAILUA KONA, HI 96740 7934 | BENJAMIN R. TORRES |  |  | 750160040000 | 750109 LOLO LN 104 HI | Electric Only,Emergency | ELECTRICAL ONLY: EMERGENCY EXISTING SERVICE REPAIR | [10 empty] | Single |  |  |  | 2020-03-19 | 15 | 1700.00 | Issued
EH2020-00386 | Electrical | WADE RICHARDS SORENSEN |  | LEE K IWATA LEE K IWATA | NONE-ELECTRIC ONLY |  | 150630480000 | 15-2741 POPAA ST HI (15063048) | Electric Only | ELECTRIC ONLY AT EXISTING RESIDENCE (BP #910259): RELOCATE OUTLETS IN KITCHEN. | [14 empty] | 2020-03-20 | 43 | 5000.00 | Issued
EH2020-00382 | Electrical | KEVIN M COX |  | DON H SUZUKI DON H SUZUKI, DWE INC DWE INC | DWE INC ( DWE INC ) | DON H SUZUKI ( DON H SUZUKI ) | 680302410000 | 683509 IWIKUAMOO DR HI (68030241) | Alteration | INSTALLATION OF 14-PANELS ROOF-MOUNTED PHOTOVOLTAIC SYSTEM TO EXISTING DWELLING |  |  |  | Private | [10 empty] | 2020-03-20 | 55 | 25200.00 | Issued
EH2020-00381 | Electrical | LILLIAN M TRST KAMIGAKI |  | HAL K KAMIGAKI HAL K KAMIGAKI, DWE INC DWE INC | DWE INC ( DWE INC ) | HAL K KAMIGAKI ( HAL K KAMIGAKI ) | 220430870000 | 434 OLU ST HI (22043087) | Addition,Alteration | ADDITION OF 12 ROOF-MOUNTED PANELS TO EXISTING PHOTOVOLTAIC SYSTEM(EXISTING 46 PANELS FOR A TOTAL OF 58 PANELS) WITH 3.54 KW DC |  |  |  | Private | [10 empty] | 2020-03-20 | 33 | 15000.00 | Issued
EH2020-00384 | Electrical | SUSAN MUNRO |  | LEE K IWATA LEE K IWATA | OWNER-BUILDER ( OWNER-BUILDER ) |  | 280080180000 | 280468 SUGAR MILL RD HI (28008018) | Addition,Alteration | Renovation of garage guest room . "AS-BUILT"/ALTERATION/ADDITION TO EXISTING DWELLING. "AS-BUILT/ADDITIONS OF FRONT OPEN-COVERED LANAI & SIDE OPEN-COVERED LANAI"; ALTERATION TO COVERT BEDROOM TO FAMILY ROOM, FULL BATH TO HALF-BATH(LAVATORY, WATER CLOSET | [14 empty] | 2020-03-20 | 47 | 5000.00 | Issued
EK2020-00448 | Electrical | JENNIFER VAN SWAE | PO BOX 360 KAPAAU, HI 96755 | ENERGY PLUS ELECTRIC LLC ENERGY PLUS ELECTRIC LLC |  |  | 450030400000 | 453303 WAILANA PL HI | Electric Only,Repair | REMOVE AND REPLACE EXISTING METER | [10 empty] | Single |  |  |  | 2020-03-20 | 19 | 3000.00 | Issued | 2020-03-20
EK2020-00447 | Electrical | KATHLEEN K FISHER | 68-3610 PAKANU PL WAIKOLOA, HI 96738 | LIVEWIRE SERVICES INC |  |  | 680170580000 | 683610 PAKANU PL HI | Electric Only | EXISTING SERVICE REPAIR AND REPLACEMENT | [10 empty] | Single |  |  |  | 2020-03-20 | 45 | 500.00 | Issued | 2020-03-24
EH2020-00380 | Electrical | ROBERTA F TR MENDES |  | DION KAWAKAMI BUILDING SERVICES LLC , DWE INC DWE INC | ( DION KAWAKAMI BUILDING SERVICES LLC ) |  | 150361360000 | 15-1393 29TH AVENUE HI (15036136) | New | NEW 3-BEDROOM, 2-BATH SINGLE FAMILY DWELLING, SLAB FOUNDATION, SEPTIC SYSTEM, 10,000 GALLON GALVANIZED WATER TANK, SOLAR WATER HEATER WITH PANELS ONLY ON ROOF. OPEN-COVERED FRONT LANAI ENTRY TO LIVING/DINING ROOM, KITCHEN(SINK, GAS STOVE, REFER, PANTRY | [10 empty] | Single |  |  |  | 2020-03-20 | 123 | 8000.00 | Issued
EH2020-00385 | Electrical | ANDREW FRIAS | 1442 ALU STREET HILO, HI 96720 | LEE K IWATA LEE K IWATA | OWNER-BUILDER ( OWNER-BUILDER ) |  | 290010230000 | 29-151 CHIN CHUCK ROAD HI (29001023) | Supplemental | SUPPLEMENT TO PERMIT EH2019-00610 Additional circuits added , welder, air compressor and pump NEW 3 BEDROOM, 2 BATH DWELLING ON CONCRETE SLAB FOUNDATION. SEPTIC SYSTEM. COUNTY WATER. ON-DEMAND HOT WATER HEATER- APPROVED SOLAR VARIANCE 01/29/2019. | [14 empty] | 2020-03-20 | 61 | 2000.00 | Issued
EH2020-00387 | Electrical | KEOLA SHAWN TR RIVERA |  | LEE K IWATA LEE K IWATA | OWNER-BUILDER ( OWNER-BUILDER ) |  | 160640630000 | 16-1358 36TH AVENUE HI (16064063) | New | NEW 3 BEDROOM, 2 & 1/2 BATH DWELLING ON CONCRETE SLAB FOUNDATION. SOLAR HOT WATER SYSTEM-ONLY PANELS ON ROOF. GALVANIZED WATER CATCHMENT TANK 7'2 HT. SEPTIC SYSTEM. COVERED LANAI, LIVING/DINING/KITCHEN (DOUBLE SINK, RANGE, REF, PANTRY). LAUNDRY ROOM/HA | [10 empty] | Single |  |  |  | 2020-03-20 | 145 | 10000.00 | Issued | 2020-03-16
EH2020-00383 | Electrical | RYLAN TAMOTSU KAWAZOE |  | CHENGWU CHEN CHENGWU CHEN, LEE K IWATA LEE K IWATA | LEE K IWATA ( LEE K IWATA ) | CHENGWU CHEN ( CHENGWU CHEN ) | 240370830000 | 99 PAULELE ST HI (24037083) | Alteration | INSTALLATION OF 16-PANELS ROOF-MOUNTED PHOTOVOLTAIC SYSTEM TO EXISTING DWELLING WITH 4.72 KW DC |  |  |  | Private | [10 empty] | 2020-03-20 | 21 | 23600.00 | Issued
EK2020-00451 | Electrical | JEFFERY D BARRETT | HI | JOHN K MAUTE JOHN K MAUTE, JCC ELECTRIC INC JCC ELECTRIC INC | JCC ELECTRIC INC ( JCC ELECTRIC INC ) | JOHN K MAUTE ( JOHN K MAUTE ) | 920110290000 | 92-8911 PARADISE PARKWAY HI (92011029) | Alteration | PV INSTALLATION OF 54 PANELS WDC EACH 13.23KWDC TOTAL. |  |  |  | Private | [6 empty] | Single |  |  |  | 2020-03-23 | 87 | 22500.00 | Issued
EK2020-00450 | Electrical | ROBERT C STOUGH |  | ALLGOOD CONSTRUCTION WILLIAM E GOOD, EIM LLC KELLY J MEDEIROS | WILLIAM E GOOD ( ALLGOOD CONSTRUCTION ) |  | 730570240000 | HI (73057024) | Supplemental | supplement permit for ek2019-01215 NEW DWELLING: 3 BEDROOM, 2 BATH, KITCHEN WITH ISLAND, DINING, LIVING, COVERED DECK, COVERED ENTRY, 2-CAR GARAGE WITH STORAGE AND WASHER/DRYER/SINK AREA. SOLAR HOT WATER HEATER WITH PANELS ON ROOF. | [14 empty] | 2020-03-23 | 65 | 3000.00 | Complete | 2020-03-25
EK2020-00452 | Electrical | STEPHEN BROWN |  | WALLACE T OKI WALLACE T OKI, WILLIAM B LINDSEY WILLIAM B LINDSEY, REGIS ELECTRIC LLC REGIS ELECTRIC LLC | REGIS ELECTRIC LLC ( REGIS ELECTRIC LLC ) | WALLACE T OKI ( WALLACE T OKI ) | 820100360000 | 821017 E KALAMALANI PL HI (82010036) | New | ROOF MOUNT PV INSTALLATION OF 24 320 WATT PANELS (7.6 kW AC/ 7.68 kW DC) |  |  |  | Private | [10 empty] | 2020-03-23 | 59 | 38400.00 | Issued
EH2020-00388 | Electrical | HEIDI A ELLSWORTH |  | GLENN H MOSES GLENN H MOSES | NONE-ELECTRIC ONLY |  | 920990380000 | 928305 BAMBOO LN HI | Electric Only,Emergency,Repair | ELECTRIC ONLY (EXISTING DWELLING BP #B2004-0882K) - EMERGENCY REPAIR ON 100 AMP METER MAIN. | [10 empty] | Single |  |  |  | 2020-03-23 | 13 | 300.00 | Issued
EK2020-00449 | Electrical | CHRISTOPHER CHANG |  | BIG ISLAND ELECTRIC INC BIG ISLAND ELECTRIC INC |  |  | 730530190000 | 734160 KAHAULI PL HI (73053019) | Alteration,Electric Only | UPGRADE EXISTING SERVICE | [10 empty] | Single |  |  |  | 2020-03-23 | 15 | 2200.00 | Issued
EH2020-00390 | Electrical | VALERIE RUTH MIN | 222 KEHAULANI ST HILO, HI 96720 5342 | B BAUTISTA ELECTRICAL CONTRACTOR LLC B BAUTISTA ELECTRICAL CONTRACTOR LLC |  |  | 240450640000 | 20 ALENA PL HI | Electric Only,Repair | TO REPLACE METER MAIN. SERVICE ENTRANCE WIRE AND MAST. | [10 empty] | Single |  |  |  | 2020-03-23 | 19 | 2500.00 | Issued | 2020-03-30
EH2020-00389 | Electrical | MARCUS CHADWICK MCCALL | 47-701 HUI KELU ST, APT 6 KANEOHE, HI 96744 4504 | CHENGWU CHEN CHENGWU CHEN, WALTER'S ELECTRIC INC WALTER'S ELECTRIC INC | WALTER'S ELECTRIC INC ( WALTER'S ELECTRIC INC ) | CHENGWU CHEN ( CHENGWU CHEN ) | 240210390000 | 64 NALANI ST HI | Alteration | NEW 5.5 KW PV SYSTEM - 26 ROOF MOUNTED MODULES ON PERMITTED GARAGE (BP# 35359) | [14 empty] | 2020-03-23 | 37 | 40300.00 | Issued
EH2020-00400 | Electrical | HAWAIIAN HOME LANDS |  | BRUCE A RUSSELL BRUCE A RUSSELL, T & T ELECTRIC INC T & T ELECTRIC INC | NONE-ELECTRIC ONLY | BRUCE A RUSSELL ( BRUCE A RUSSELL ) | 220600590000 | 117 HOLOMUA ST HI (22060059) | Electric Only | Provide electrical power and hookups for new EVC per plans | [14 empty] | 2020-03-24 | 35 | 1500.00 | Issued
EH2020-00397 | Electrical | VAN THI TUYET TRAN |  | DOMINGO A VILLARUEL, SUNRUN INSTALLATION SERVICES INC | ( SUNRUN INSTALLATION SERVICES INC ) |  | 220381390000 | 37 C E E OHEA (22038139) | Addition | SUPPLEMENT TO EK2019-01954: INSTALLATION OF A NEW SUBPANEL. | [14 empty] | 2020-03-24 | 17 | 2000.00 | Issued
EH2020-00392 | Electrical | EMANUEL LEONARD |  | EMANUEL J LEONARD EMANUEL J LEONARD, CRAIG L ERIKSSON CRAIG L ERIKSSON | EMANUEL J LEONARD ( EMANUEL J LEONARD ) |  | 150301580000 | 15-1868 4TH AVENUE HI (15030158) | New | NEW SINGLE FAMILY DWELLING 3 BEDROOM, 2 & 1/2 BATH WITH 2 CAR GARAGE ON CONCRETE SLAB, PRIVATE WELL, SEPTIC, SOLAR HOT WATER-panels only on roof. COVERED ENTRY INTO LIVING/DINING/KITCHEN (REFER, SINK, RANGE)WITH ISLAND (NO FIXTURES), COVERED LANAI, MAS | [10 empty] | Single |  |  |  | 2020-03-24 | 81 | 6500.00 | Issued
EH2020-00394 | Electrical | EMANUEL LEONARD |  | EMANUEL J LEONARD EMANUEL J LEONARD, CRAIG L ERIKSSON CRAIG L ERIKSSON | EMANUEL J LEONARD ( EMANUEL J LEONARD ) |  | 150541690000 | 15-1587 3RD AVENUE HI (15054169) | New | NEW SINGLE FAMILY DWELLING 3 BEDROOM, 2 & 1/2 BATH WITH 2 CAR GARAGE ON CONCRETE SLAB, PRIVATE WELL, SEPTIC, SOLAR HOT WATER-panels only on roof. COVERED ENTRY INTO LIVING/DINING/KITCHEN (REFER, SINK, RANGE)WITH ISLAND (NO FIXTURES), COVERED LANAI, MAS | [10 empty] | Single |  |  |  | 2020-03-24 | 81 | 6500.00 | Issued
EH2020-00391 | Electrical | EMANUEL LEONARD |  | EMANUEL J LEONARD EMANUEL J LEONARD, CRAIG L ERIKSSON CRAIG L ERIKSSON | EMANUEL J LEONARD ( EMANUEL J LEONARD ) |  | 150301500000 | 15-1871 4TH AVENUE HI (15030150) | New | NEW SINGLE FAMILY DWELLING 3 BEDROOM, 2 & 1/2 BATH WITH 2 CAR GARAGE ON CONCRETE SLAB, PRIVATE WELL, SEPTIC, SOLAR HOT WATER-panels only on roof. COVERED ENTRY INTO LIVING/DINING/KITCHEN (REFER, SINK, RANGE)WITH ISLAND (NO FIXTURES), COVERED LANAI, MAS | [10 empty] | Single |  |  |  | 2020-03-24 | 81 | 6500.00 | Issued
EK2020-00454 | Electrical | ROLAND KLEGER TR | HI | HAWAIIAN SOLAR SOLUTIONS LLC DBA KONA SOLAR , EIM LLC KELLY J MEDEIROS | ( HAWAIIAN SOLAR SOLUTIONS LLC DBA KONA SOLAR ) |  | 780200040000 | 780288 MANUKAI ST HI (78020004) | Solar Water Heater | Installation of Solar Panels on Roof ONLY | [14 empty] | 2020-03-24 | 11 | 300.00 | Issued
EK2020-00459 | Electrical | IAN S/ LAUREN E WHITTEMORE TRST |  | PHILIP R HANNA, RENEWABLE ENERGY SERVICES (RES) INC RENEWABLE ENERGY SERVICES (RES) INC | RENEWABLE ENERGY SERVICES (RES) INC ( RENEWABLE ENERGY SERVICES (RES) INC ) | PHILIP R HANNA | 730040240000 | 73-4347 OLD GOVERNMENT MAUKA RD ... (73004024) | Electric Only | Installation of a 9.38kW DC solar electric, roof mount, off grid system including (28) Q-Cells Q.Peak Duo G6 335 modules, (1) Outback Radian 8048A inverter and (6) Simpliphi 3.8 batteries. |  |  |  | Private | [10 empty] | 2020-03-24 | 131 | 71946.00 | Issued
EH2020-00395 | Electrical | LLOYD G FAMILY TRST RUSSILL |  | CRAIG L ERIKSSON CRAIG L ERIKSSON | NONE-ELECTRIC ONLY |  | 150621150000 | 15-1012 KILIKA RD HI (15062115) | Electric Only | ELECTRIC ONLY - 100 amp helco underground service | [10 empty] | Single |  |  |  | 2020-03-24 | 13 | 1000.00 | Issued
EK2020-00455 | Electrical | GEORGE ASPINWALL PATTERSON | HI | KEVIN M MURAR KEVIN M MURAR, ADAM L O'LEARY ADAM L O'LEARY, RISING SUN SOLAR AND ELECTRIC LLC RISING SUN SOLAR AND ELECTRIC LLC | RISING SUN SOLAR AND ELECTRIC LLC ( RISING SUN SOLAR AND ELECTRIC LLC ) | ADAM L O'LEARY ( ADAM L O'LEARY ) | 520090150000 | 520211 PONI PONI PL HI (52009015) | Alteration | PV-PV ROOF MOUNT TO EXISTING DWELLING #1, 17 PANELS, 360 WATT WITH MICROINVERTERS, 1 Tesla Powerwall 2, 5.355 kW system |  |  |  | Private | [6 empty] | Single | Single | Single |  | 2020-03-24 | 149 | 30600.00 | Issued
EH2020-00398 | Electrical | AMERICAN TRADING CO LTD |  | INOUYE ELECTRIC LLC INOUYE ELECTRIC LLC, DENIS J DUNN DENIS J DUNN, CHERIESS MAREE |  | DENIS J DUNN ( DENIS J DUNN ) | 220320930000 | 88 KANOELEHUA AVE HI | Alteration | -INSTALLATION OF 20AMP CIRCUIT FOR EF-1 (EXHAUST FAN) CIRCUIT INTERIOR TENANT IMPROVEMENTS TO EXISTING SUITE B-110 AT WAIAKEA CENTER FOR PROPOSED NAIL SALON: RECEPTION/SEATING AREA, 2 HAIR REMOVAL TREATMENT ROOMS, MANICURE TABLES, PEDICURE CHAIRS, CONV | [14 empty] | 2020-03-24 | 35 | 1500.00 | Issued
EK2020-00456 | Electrical | ROSEMARY SIMON HODGSON |  | KEVIN M MURAR KEVIN M MURAR, ADAM L O'LEARY ADAM L O'LEARY, RISING SUN SOLAR AND ELECTRIC LLC RISING SUN SOLAR AND ELECTRIC LLC | RISING SUN SOLAR AND ELECTRIC LLC ( RISING SUN SOLAR AND ELECTRIC LLC ) | ADAM L O'LEARY ( ADAM L O'LEARY ) | 150430160000 | 15-1451 16TH AVENUE HI (15043016) | Alteration | New Rooftop PV System, No battery storage: 30 290-watt panels, 1 inverter, 7.6 kW |  |  |  | Private | [6 empty] | Single | Single |  |  | 2020-03-24 | 83 | 33000.00 | Issued
EH2020-00393 | Electrical | DEANNA GREIG |  | CRAIG L ERIKSSON CRAIG L ERIKSSON | NONE-ELECTRIC ONLY |  | 150391380000 | 151587 23RD AVE HI (15039138) | Electric Only,Repair | ELECTRIC ONLY - replace service | [10 empty] | Single |  |  |  | 2020-03-24 | 13 | 1500.00 | Issued
EK2020-00460 | Electrical | JENNIFER A LUND TR | 75-5779 IUNA PL KAILUA KONA, HI 96740 1905 | DOMINGO A VILLARUEL, KEVIN M MURAR KEVIN M MURAR, SUNRUN INSTALLATION SERVICES INC | ( SUNRUN INSTALLATION SERVICES INC ) | DOMINGO A VILLARUEL | 750280440000 | 755779 IUNA PL HI | Alteration | INSTALLATION OF 12 PANELS, 4.0WDC, ROOF MOUNTED PV (PHOTOVOLTAIC) SYSTEM TO EXISTING DWELLING (1 LG CHEM RESU LITHIUM ION BATTERY)9.8KWH, 214LB EA |  |  |  | Private | [10 empty] | 2020-03-24 | 129 | 19800.00 | Issued
EK2020-00461 | Electrical | SCOTT RICHARD WILSON |  | DOMINGO A VILLARUEL, KEVIN M MURAR KEVIN M MURAR, SUNRUN INSTALLATION SERVICES INC | ( SUNRUN INSTALLATION SERVICES INC ) | DOMINGO A VILLARUEL | 150700070000 | 152722 KAHALA ST HI (15070007) | Alteration | INSTALLATION OF 8 PANELS, 2.6WDC, ROOF MOUNTED PV (PHOTOVOLTAIC) SYSTEM TO EXISTING DWELLING (1 LG CHEM RESU LITHIUM ION BATTERY)9.3KWH, 214LB EA |  |  |  | Private | [10 empty] | 2020-03-24 | 77 | 13200.00 | Issued
EK2020-00458 | Electrical | SUSAN M TR FOXWORTHY | 495 KALULU ST HILO, HI 96720 6043 | PRO SOLAR HAWAII LLC , SHANE KITCHENS SHANE KITCHENS, BRUCE A RUSSELL BRUCE A RUSSELL | ( PRO SOLAR HAWAII LLC ) | BRUCE A RUSSELL ( BRUCE A RUSSELL ) | 240820560000 | 495 KALULU ST HI | Alteration | INSTALLATION OF 22 PV PANELS, ROOF-MOUNTED, 320W, 7.6 KWDC TO EXISTING DWELLING. | [14 empty] | 2020-03-24 | 53 | 35200.00 | Issued
EK2020-00453 | Electrical | BURT WEISS |  | JASON T MURRILL JASON T MURRILL |  |  | 780140070000 | 786666 ALII DR HI (78014007) | Electric Only,Repair | Replace existing 200 amp meter/main combo with new existing meter/main combo. | [10 empty] | Single |  |  |  | 2020-03-24 | 23 | 2000.00 | Issued | 2020-03-27
EK2020-00457 | Electrical | SONNY VALDEZ |  | CHENGWU CHEN CHENGWU CHEN, ANY KINE ELECTRIC LLC ANY KINE ELECTRIC LLC | ANY KINE ELECTRIC LLC ( ANY KINE ELECTRIC LLC ) | CHENGWU CHEN ( CHENGWU CHEN ) | 170030080000 | 17-452 VOLCANO RD HI (17003008) | Alteration | PV roof mount system to existing dwelling, (30) 365W panels, 10.95kWDC, (1) Blue Ion battery. | [14 empty] | 2020-03-24 | 93 | 54750.00 | Issued
EH2020-00399 | Electrical | SERINA G COSTA | 1695 HALELOKE ST HILO, HI 96720 1560 | INOUYE ELECTRIC LLC INOUYE ELECTRIC LLC | NONE-ELECTRIC ONLY |  | 240150510000 | 182 POHAKULANI ST HI | Electric Only,Repair | UPGRADE ELECTRICAL - REWIRE DWELLING | [14 empty] | 2020-03-24 | 119 | 10000.00 | Issued
EH2020-00396 | Electrical | TRST KULA |  | CRAIG L ERIKSSON CRAIG L ERIKSSON | OWNER-BUILDER ( OWNER-BUILDER ) |  | 130021370000 | 13-2048 LOLIA PLACE PAHOA, HI 96749 (13002137) | Supplemental | supplement to EH2017-00581 FOR WATER HEATER CIRCUIT. | [14 empty] | 2020-03-24 | 21 | 500.00 | Issued
EK2020-00466 | Electrical | JOHN PEDICINI | P.O. BOX 611627 SAN JOSE, CA 95161-1627 | BK SYSTEMS INC BRANDON KAPAUN, POMAIKAI CONSTRUCTION RITCHIE D TRENDA | RITCHIE D TRENDA ( POMAIKAI CONSTRUCTION ) |  | 620040340000 | 623695 LEIHULU PL HI | As Built | "AS BUILT" ADDITION/ALTERATION: ADD NEW IN-GROUND SPA WITH SPA PATIO. EXTENDING EXISTING PATIO ADDING OUTDOOR BBQ WITH UTILITY SINK AND APPLIANCES. UPGRADE POOL EQUIPMENT. AND NEW POOL VAULT | [14 empty] | 2020-03-25 | 187 | 5000.00 | Complete | 2020-03-27
EK2020-00465 | Electrical | FAMILY HERBERT TRST | HI | HAWAIIAN SOLAR SOLUTIONS LLC DBA KONA SOLAR , EIM LLC KELLY J MEDEIROS | ( HAWAIIAN SOLAR SOLUTIONS LLC DBA KONA SOLAR ) |  | 770270580000 | 770199 HOOKAANA ST HI (77027058) | Solar Water Heater | Installation of solar panels on roof only | [14 empty] | 2020-03-25 | 11 | 300.00 | Issued
EK2020-00468 | Electrical | JAMES BROWN | HI | SCV POOLS SPAS & MASONRY INC SCV POOLS SPAS & MASONRY INC, SPENCER PACIFIC NATHAN SPENCER | SCV POOLS SPAS & MASONRY INC ( SCV POOLS SPAS & MASONRY INC ) |  | 740070850000 | 744899 KIWI ST HI (74007085) | New | NEW POOL AND SPA WITH 4 FT HIGH BARRIER, SELF LATCHING, SELF CLOSING, POOL GUARD ALARMS. RE:BK2020-00280 | [14 empty] | 2020-03-25 | 25 | 5500.00 | Issued
EK2020-00463 | Electrical | HEIDI SNOW | 1003 BISHOP ST STE 1200 HONOLULU, HI 96813 6436 | AINA'S ELECTRIC AINA'S ELECTRIC, DAVID T MIYASAKI DAVID T MIYASAKI, ARMSTRONG BUILDERS LLC ARMSTRONG BUILDERS LLC | ARMSTRONG BUILDERS LLC ( ARMSTRONG BUILDERS LLC ) | DAVID T MIYASAKI ( DAVID T MIYASAKI ) | 620020210029 | 62-130 IMAKA PL 29 HI | Alteration | VILLAS AT MAUNA KEA- UNIT #29: interior renovation and minor exterior.\n\nENTRY: REMOVE EXISTING DOORS WINDOW & PORTION OF WALL A REQUIRED FOR NEW DOOR & REMOVE A PORTION OF ROCK WALL AT ENTRY. \n\nBEDROOMS #1, #2, & #3: REMOVE DOORS & LOWER WINDOWS & FRA | [14 empty] | 2020-03-25 | 275 | 35000.00 | Issued
EH2020-00402 | Electrical | MARIANO DELGADO |  | CRAIG L ERIKSSON CRAIG L ERIKSSON | OWNER-BUILDER ( OWNER-BUILDER ) |  | 120300450000 | HI (12030045) | New | NEW 3 LEVEL FARM DWELLING; GROUND LEVEL: OPEN AREA, MECHANICAL ROOM W/LAUNDRY WITH UTILITY SINK,WATER PUMP, EXTERIOR STAIRS TO FIRST LEVEL PORCH. FIRST LEVEL: KITCHEN, BATHROOM,COVERED PORCH, INTERIOR STAIRS TO SECOND LEVEL. SECOND LEVEL: BEDROOM,LIVING R | [10 empty] | Single |  |  |  | 2020-03-25 | 73 | 5000.00 | Issued | 2020-03-31
EK2020-00464 | Electrical | WAIKOLOA VILLAGE ASSN | P O BOX 383910 WAIKOLOA, HI 96738 | BIG ISLAND MECHANICAL & CONSTRUCTION LLC BIG ISLAND MECHANICAL & CONSTRUCTION LLC |  |  | 680020330000 | 681680 WAIKOLOA RD HI | Electric Only | INSTALL ELECTRICAL SUPPLY, PANEL AND CONTROL PANELS FOR HYDRO TURBINE | [10 empty] | Three | Single |  |  | 2020-03-25 | 147 | 125000.00 | Issued
EK2020-00462 | Electrical | RICHARD MADSEN | 76-176 KAMEHAMALU ST KAILUA KONA, HI 96740 8995 | BRUCE A RUSSELL BRUCE A RUSSELL, HAWAIIAN SOLAR & PLUMBING INC HAWAIIAN SOLAR & PLUMBING INC | HAWAIIAN SOLAR & PLUMBING INC ( HAWAIIAN SOLAR & PLUMBING INC ) | BRUCE A RUSSELL ( BRUCE A RUSSELL ) | 760260510000 | 760176 KAMEHAMALU ST HI | Alteration | PV-PV ROOF MOUNT TO EXISTING DWELLING, 10 PANELS, 320 WATT, 3.20 KWDC | [14 empty] | 2020-03-25 | 39 | 16000.00 | Issued
EH2020-00401 | Electrical | PHILIP CORNELIUS JONES | P.O. BOX 7158 OLYMPIA, WA 98507 7158 | ALWAYS ON ELECTRIC CHARLES F MEREDITH | NONE-ELECTRIC ONLY |  | 150850280000 | 152709 ONO ST HI | Electric Only,Repair | REPLACE DAMAGED METER PANELS | [10 empty] | Single |  |  |  | 2020-03-25 | 19 | 2000.00 | Issued
EK2020-00467 | Electrical | STEPHANIE PETERSON |  | SCV POOLS SPAS & MASONRY INC SCV POOLS SPAS & MASONRY INC, SPENCER PACIFIC NATHAN SPENCER | SCV POOLS SPAS & MASONRY INC ( SCV POOLS SPAS & MASONRY INC ) |  | 590060030002 | 590293 A ALA KAHUA DR HI (59006003) | New | NEW POOL AND SPA WITH 4 FT HIGH BARRIER, SELF LATCHING, SELF CLOSING, POOL GUARD ALARMS. RE:BK2020-00368 | [14 empty] | 2020-03-25 | 39 | 5500.00 | Issued | 2020-03-30
EK2020-00484 | Electrical | NANCY M FOWLER | PO BOX 449 HAWI, HI 96719 0449 | DOMINGO A VILLARUEL, KEVIN M MURAR KEVIN M MURAR, SUNRUN INSTALLATION SERVICES INC | ( SUNRUN INSTALLATION SERVICES INC ) | DOMINGO A VILLARUEL | 530100670000 | 534211 AKONI PULE HWY HI | Alteration | INSTALLATION OF 13 PANELS, 4.3WDC, ROOF MOUNTED PV (PHOTOVOLTAIC) SYSTEM TO EXISTING DWELLING (1 LG CHEM RESU LITHIUM ION BATTERY)9.6KWH, 214LB EA |  |  |  | Private | [10 empty] | 2020-03-27 | 97 | 21450.00 | Issued
EK2020-00469 | Electrical | RYDER MILLAR | PO BOX 1311 KAMUELA, HI 96743 | KAMUELA ELECTRIC LLC KAMUELA ELECTRIC LLC, WILLIAM C FOULK WILLIAM C FOULK, JAMES N MILLAR JAMES N MILLAR | JAMES N MILLAR ( JAMES N MILLAR ) | WILLIAM C FOULK ( WILLIAM C FOULK ) | 440120190000 | 44-4160 KUKUIPAPA RD HI | New | NEW 3 BEDROOM, 2 BATH 2 LEVEL DWELLING WITH WATER CATCHMENT SYSTEM, SEPTIC SYSTEM. SOLAR HOT WATER SYSTEM-ONLY PANELS ON ROOF. \n\nFIRST FLOOR: FRONT LANAI & ENTRY DINING/LIVING AREA, KITCHEN WITH GAS STOVE/OVEN, SINK, DISHWASHER, REF). BATH #2 (TUB, DBL | [14 empty] | 2020-03-27 | 101 | 11000.00 | Issued
EK2020-00470 | Electrical | SUSANNE I OTERO TR | HI | KEVIN M MURAR KEVIN M MURAR, ADAM L O'LEARY ADAM L O'LEARY, RISING SUN SOLAR AND ELECTRIC LLC RISING SUN SOLAR AND ELECTRIC LLC | RISING SUN SOLAR AND ELECTRIC LLC ( RISING SUN SOLAR AND ELECTRIC LLC ) | ADAM L O'LEARY ( ADAM L O'LEARY ) | 730550310000 | HI (73055031) | Alteration | New rooftop PV system with battery storage: 35 350-watt panels, 2 inverters, 2 Tesla Powewall 2s; 12.250 kW DC |  |  |  | Private | [6 empty] | Single | Single | Single |  | 2020-03-27 | 233 | 75000.00 | Issued
EK2020-00471 | Electrical | ROGER A WEISS |  | KEVIN M MURAR KEVIN M MURAR, ADAM L O'LEARY ADAM L O'LEARY, RISING SUN SOLAR AND ELECTRIC LLC RISING SUN SOLAR AND ELECTRIC LLC | RISING SUN SOLAR AND ELECTRIC LLC ( RISING SUN SOLAR AND ELECTRIC LLC ) | ADAM L O'LEARY ( ADAM L O'LEARY ) | 730260080002 | 73-1950 KALOKO DRIVE KAILUA KONA, HI 96740 (73026008) | Alteration | New rooftop PV system with battery storage: 40 345-watt panels, 1 inverter, 2 Tesla Powerwall 2s; 11.4 kW DC |  |  |  | Private | [6 empty] | Single | Single | Single |  | 2020-03-27 | 209 | 67000.00 | Issued
EK2020-00472 | Electrical | KRYSTYN WARKUS |  | BRUCE A RUSSELL BRUCE A RUSSELL, DOUGLAS R HARIS DOUGLAS R HARIS | DOUGLAS R HARIS ( DOUGLAS R HARIS ) | BRUCE A RUSSELL ( BRUCE A RUSSELL ) | 680060230000 | 681866 KAUPAPA PL HI (68006023) | Alteration | PV-PV ROOF MOUNT TO EXISTING DWELLING, 12 PANELS, 320 WATT, 3.84 KWDC. |  |  |  | Private | [6 empty] | Single |  |  |  | 2020-03-27 | 43 | 19200.00 | Issued
EK2020-00473 | Electrical | EVANS DEANNALYNNE/ ZAMBACK THOMAS TR | PO BOX 6597 KAMUELA, HI 96743 6597 | BRUCE A RUSSELL BRUCE A RUSSELL, SHANE KITCHENS SHANE KITCHENS, BIG ISLAND ELECTRIC INC BIG ISLAND ELECTRIC INC | BIG ISLAND ELECTRIC INC ( BIG ISLAND ELECTRIC INC ) | BRUCE A RUSSELL ( BRUCE A RUSSELL ) | 650021110000 | 651376 KAWAIHAE RD HI | Alteration | New Roof Mounted Solar Photovaltaic Installation on House (16) New Panels, 320w, 5.12kwdc. | [14 empty] | 2020-03-27 | 77 | 25600.00 | Issued
EK2020-00474 | Electrical | MARGARETTE KANEALII |  | PHILIP R HANNA, RENEWABLE ENERGY SERVICES (RES) INC RENEWABLE ENERGY SERVICES (RES) INC | RENEWABLE ENERGY SERVICES (RES) INC ( RENEWABLE ENERGY SERVICES (RES) INC ) | PHILIP R HANNA | 660120060000 | 661847 ALANEO ST HI (66012006) | Alteration | Installation of 3.35kW Solare system, (10) Hanwha Q Cells Q. Peak Duo Blk G6 335 modules, (10) Enphase IQ7Plus microinverters |  |  |  | Private | [10 empty] | 2020-03-27 | 27 | 17061.00 | Issued
EK2020-00475 | Electrical | VIRGINIA TRST MAXWELL | 73-1416 HI'OLANI ST KAILUA KONA, HI 96740 9341 | PRO SOLAR HAWAII LLC , SHANE KITCHENS SHANE KITCHENS, BRUCE A RUSSELL BRUCE A RUSSELL | ( PRO SOLAR HAWAII LLC ) | BRUCE A RUSSELL ( BRUCE A RUSSELL ) | 730050510000 | 731416 HIOLANI ST HI | Alteration | INSTALLATION 26 PV PANELS, ROOF-MOUNTED, 320 W, 8.32 KWDC TO EXISTING DWELLING. | [14 empty] | 2020-03-27 | 81 | 41600.00 | Issued
EK2020-00478 | Electrical | OSCAR C PASSALACQUA | 77-6618 WALUA RD KAILUA KONA, HI 96740 9706 | BRUCE A RUSSELL BRUCE A RUSSELL, PRO SOLAR HAWAII LLC | ( PRO SOLAR HAWAII LLC ) | BRUCE A RUSSELL ( BRUCE A RUSSELL ) | 750160660000 | 750643 MAHI IU LANI PL HI | Alteration | PV-PV ROOF MOUNT TO EXISTING DWELLING, 20 PANELS, 320 WATT, 6.40 KW DC. | [14 empty] | 2020-03-27 | 55 | 32000.00 | Issued
EK2020-00477 | Electrical | THOMAS KELL TR. | WI | BRUCE A RUSSELL BRUCE A RUSSELL, PRO SOLAR HAWAII LLC , SHANE KITCHENS SHANE KITCHENS | ( PRO SOLAR HAWAII LLC ) | BRUCE A RUSSELL ( BRUCE A RUSSELL ) | 620130130076 | 331 HI | Alteration | INSTALLATION OF 38 PV ROOF MOUNT PANELS 12.1 KWDC | [14 empty] | 2020-03-27 | 71 | 60800.00 | Issued
EK2020-00480 | Electrical | JOHN NICHOLS |  | DOMINGO A VILLARUEL, KEVIN M MURAR KEVIN M MURAR, SUNRUN INSTALLATION SERVICES INC | ( SUNRUN INSTALLATION SERVICES INC ) | DOMINGO A VILLARUEL | 920330020000 | 929166 HAWAII BLVD HI (92033002) | Alteration | INSTALLATION OF 9 PANELS, 3.0WDC, ROOF MOUNTED PV (PHOTOVOLTAIC) SYSTEM TO EXISTING DWELLING (1 LG CHEM RESU LITHIUM ION BATTERY)9.3KWH, 214 LB EA |  |  |  | Private | [10 empty] | 2020-03-27 | 99 | 14850.00 | Issued
EH2020-00403 | Electrical | JOHN MURRAY JR/ELEANOR GOROSPE TRST DAY | 44-124 KAUINOHEA PL KANEOHE, HI 96744 2528 | JAMES ISHII GENERAL CONTRACTING INC JAMES ISHII GENERAL CONTRACTING INC | OWNER-BUILDER ( OWNER-BUILDER ) |  | 150201030000 | 151836 28TH AVE HI | New | NEW DETACHED ONE BEDROOM, ONE BATHROOM GUEST HOUSE AS AN ACCESSORY TO THE MAIN DWELLING (BP #951657). \nOPEN COVERED LANAI WITH ENTRY TO RECREATION ROOM WITH BAR SINK. BATHROOM (LAV, WATER CLOSET, TUB/SHOWER COMBO), BEDROOM WITH ACCESS TO OPEN COVERED LAN | [10 empty] | Single |  |  |  | 2020-03-27 | 77 | 6500.00 | Issued | 2020-03-27
EK2020-00481 | Electrical | GALASSO LYBECKER TR | 527 FERN RD BELLINGHAM, WA 98225 7821 | DOMINGO A VILLARUEL, KEVIN M MURAR KEVIN M MURAR, SUNRUN INSTALLATION SERVICES INC | ( SUNRUN INSTALLATION SERVICES INC ) | DOMINGO A VILLARUEL | 730610310000 | 734360 KEHAU NANI ST HI | Alteration | INSTALLATION OF 17 PANELS, 5.6WDC, ROOF MOUNTED PV (PHOTOVOLTAIC) SYSTEM TO EXISTING DWELLING (2 LG CHEM RESU LITHIUM ION BATTERIES)9.3KWH, 214LB EA |  |  |  | Private | [10 empty] | 2020-03-27 | 123 | 33050.00 | Issued
EK2020-00482 | Electrical | RYAN FREITAS |  | DOMINGO A VILLARUEL, KEVIN M MURAR KEVIN M MURAR, SUNRUN INSTALLATION SERVICES INC | ( SUNRUN INSTALLATION SERVICES INC ) | DOMINGO A VILLARUEL | 890090240000 | 890792 LANI KONA RD HI (89009024) | Alteration | INSTALLATION OF 18 PANELS, 5.9WDC, ROOF MOUNTED PV (PHOTOVOLTAIC) SYSTEM TO EXISTING DWELLING (2LG CHEM RESU LITHIUM ION BATTERIES)9.3KWH, 214LB EA |  |  |  | Private | [10 empty] | 2020-03-27 | 123 | 34700.00 | Issued
EK2020-00483 | Electrical | RONALD PAULK |  | DOMINGO A VILLARUEL, KEVIN M MURAR KEVIN M MURAR, SUNRUN INSTALLATION SERVICES INC | ( SUNRUN INSTALLATION SERVICES INC ) | DOMINGO A VILLARUEL | 750160860000 | 750649 PU HOALOHA PL HI (75016086) | Alteration | INSTALLATION OF 43 PANELS, 14.2WDC, ROOF MOUNTED PV (PHOTOVOLTAIC) SYSTEM TO EXISTING DWELLING (3 LG CHEM RESU LITHIUM ION BATTERIES)9.3KHW, 214LB EA |  |  |  | Private | [10 empty] | 2020-03-27 | 155 | 78400.00 | Issued
EK2020-00485 | Electrical | ROSEMARIE SAKANE |  | DOMINGO A VILLARUEL, KEVIN M MURAR KEVIN M MURAR, SUNRUN INSTALLATION SERVICES INC | ( SUNRUN INSTALLATION SERVICES INC ) | DOMINGO A VILLARUEL | 180720050000 | 187879 KULANI RD HI (18072005) | Alteration | INSTALLATION OF 28 PANELS, 8.8WDC, ROOF MOUNTED PV (PHOTOVOLTAIC) SYSTEM TO EXISTING DWELLING (2 LG CHEM RESU LITHIUM ION BATTERIES) 9.3WKH, 214 LB EA |  |  |  | Private | [10 empty] | 2020-03-27 | 123 | 44100.00 | Issued
EK2020-00486 | Electrical | MARLAINA GLOOR | PO BOX 1943 HILO, HI 96721 1943 | DOMINGO A VILLARUEL, KEVIN M MURAR KEVIN M MURAR, SUNRUN INSTALLATION SERVICES INC | ( SUNRUN INSTALLATION SERVICES INC ) | DOMINGO A VILLARUEL | 160800620000 | 16-2170 TREEFERN DRIVE HI | Alteration | INSTALLATION OF 17 PANELS, 5.6WDC, ROOF MOUNTED PV (PHOTOVOLTAIC) SYSTEM TO EXISTING DWELLING (2 LG CHEM RESU LITHIUM ION BATTERIES) 9.3KWH, 214LB EA |  |  |  | Private | [10 empty] | 2020-03-27 | 123 | 28050.00 | Issued
EK2020-00487 | Electrical | MONA TATUM |  | DOMINGO A VILLARUEL, KEVIN M MURAR KEVIN M MURAR, SUNRUN INSTALLATION SERVICES INC | ( SUNRUN INSTALLATION SERVICES INC ) | DOMINGO A VILLARUEL | 110381500000 | 113598 HIBISCUS ST HI (11038150) | Alteration | INSTALLATION OF 15 PANELS, 5.0WDC, ROOF MOUNTED PV (PHOTOVOLTAIC) SYSTEM TO EXISTING DWELLING (1LG CHEM RESU LITHIUM ION BATTERY)9.3KWH, 214LB EA |  |  |  | Private | [10 empty] | 2020-03-27 | 99 | 24750.00 | Issued
EK2020-00488 | Electrical | DEBORAH BEIRNE |  | DOMINGO A VILLARUEL, KEVIN M MURAR KEVIN M MURAR, SUNRUN INSTALLATION SERVICES INC | ( SUNRUN INSTALLATION SERVICES INC ) | DOMINGO A VILLARUEL | 150381330000 | 151477 24TH AVE HI (15038133) | Alteration | INSTALLATION OF 22 PANELS, 7.3WDC, ROOF MOUNTED PV (PHOTOVOLTAIC) SYSTEM TO EXISTING DWELLING (2 LG CHEM RESU LITHIUM ION BATTERIES) 9.3KWH, 214LB EA |  |  |  | Private | [10 empty] | 2020-03-27 | 123 | 41300.00 | Issued
EK2020-00489 | Electrical | TRAVIS FREDERICK/BREE KAHEALANI THUSTON |  | DOMINGO A VILLARUEL, KEVIN M MURAR KEVIN M MURAR, SUNRUN INSTALLATION SERVICES INC | ( SUNRUN INSTALLATION SERVICES INC ) | DOMINGO A VILLARUEL | 150850650000 | 15-2700 OIO ST HI (15085065) | Alteration | INSTALLATION OF 23 PANELS, 7.6WDC, ROOF MOUNTED PV (PHOTOVOLTAIC) SYSTEM TO EXISTING DWELLING (2 LG CHEM RESU LITHIUM ION BATTERIES) 9.3KWH, 214LB EA |  |  |  | Private | [10 empty] | 2020-03-27 | 117 | 42950.00 | Issued
EK2020-00479 | Electrical | PAMELA PASION |  | STEVEN I TANAKA STEVEN I TANAKA |  |  | 640130310000 | 640162 MAKALOA LOOP HI (64013031) | Electric Only,Repair | Replace EXISTING meter combo load center box | [10 empty] | Single |  |  |  | 2020-03-27 | 101 | 1200.00 | Issued | 2020-03-27
EK2020-00476 | Electrical | ARIE S GILDENER | PO BOX 1450 KEALAKEKUA, HI 96750 1450 | PRO SOLAR HAWAII LLC , SHANE KITCHENS SHANE KITCHENS, BRUCE A RUSSELL BRUCE A RUSSELL | ( PRO SOLAR HAWAII LLC ) | BRUCE A RUSSELL ( BRUCE A RUSSELL ) | 850030090000 | 854555 HAWAII BELT RD HI | Alteration | INSTALLATION OF 12 PV PANELS, ROOF-MOUNTED, 320W, 3.84 KWDC TO EXISTING DWELLING. | [14 empty] | 2020-03-27 | 33 | 19200.00 | Issued | 2020-03-31
EK2020-00490 | Electrical | JAMES/ELAINE TRST KNISTER | 5133 WILD HORSE VALLEY RD NAPA, CA 94558 | PRO SOLAR HAWAII LLC , SHANE KITCHENS SHANE KITCHENS, BRUCE A RUSSELL BRUCE A RUSSELL | ( PRO SOLAR HAWAII LLC ) | BRUCE A RUSSELL ( BRUCE A RUSSELL ) | 760270220000 | 764354 LEILANI ST HI | Alteration | INSTALLATION OF 12 PV PANELS, ROOF MOUNTED, 320 W, 3.84 KWDC TO EXISTING DWELLING. | [14 empty] | 2020-03-30 | 39 | 19200.00 | Issued
EK2020-00493 | Electrical | IWANALOANA 37 LLC |  | WALLACE T OKI WALLACE T OKI, WILLIAM B LINDSEY WILLIAM B LINDSEY, REGIS ELECTRIC LLC REGIS ELECTRIC LLC | REGIS ELECTRIC LLC ( REGIS ELECTRIC LLC ) | WALLACE T OKI ( WALLACE T OKI ) | 620020210039 | 620150 KAMAHOI PL 39 HI (62002021 39) | Alteration | PV-PV ROOF MOUNT TO EXISTING DWELLING, 50 PANELS, 360 WATT, 18.0 KWDC, 2 LG BATTERIES |  |  |  | Private | [10 empty] | 2020-03-30 | 111 | 90000.00 | Issued
EK2020-00491 | Electrical | SUZANNE MARIE MELGART | 576 CALLE TULIPAN THOUSAND OAKS, CA 91360 4734 | RODERICK Y HINOKAWA JR RODERICK Y HINOKAWA JR |  |  | 540060740000 | 543732 LEHUULA CIR HI | Alteration,Electric Only | UPGRADE EXISTING SERVICE | [10 empty] | Single |  |  |  | 2020-03-30 | 23 | 1800.00 | Issued | 2020-03-30
EH2020-00408 | Electrical | GARNER L RASMUSSEN |  | CRAIG L ERIKSSON CRAIG L ERIKSSON | OWNER-BUILDER ( OWNER-BUILDER ) |  | 120380570000 | 12-7070 E'ELEKOA STREET HI (12038057) | New | NEW 2-LEVEL EFFICIENCY DWELLING. CONCRETE SLAB FOUNDATION. SEPTIC SYSTEM. 108" HIGH, 2,500 GALLON CHEMTAINER WATER TANK. SOLAR WATER HEATER-PANELS ONLY ON ROOF. FIRST LEVEL: PATIO ON CONCRETE SLAB WITH WATER HEATER TANK. EXTERIOR STAIRS TO SECOND LEVEL | [10 empty] | Single |  |  |  | 2020-03-30 | 73 | 5000.00 | Issued | 2020-03-31
EH2020-00409 | Electrical | WILLOW PLAZA LLC |  | THOMPSON INDUSTRIES LLC, WALLACE T OKI WALLACE T OKI, IWAMOTO ELECTRIC LLC IWAMOTO ELECTRIC LLC | THOMPSON INDUSTRIES LLC | WALLACE T OKI ( WALLACE T OKI ) | 150070690000 | 15-2718 PAHOA VILLAGE RD. 0000 PAHOA, HI (15007069 0000) | New | PUNA KAI SHOPPING CENTER- TENANT IMPROVEMENT FOR BUILDING P: (3,900sf). P1-1: "OUTRIGGER COFFEE COMPANY" (1,900SF)- SEATING & MERCHANDISING AREA, RESTROOM (UNISEX) LAV & WC, COVERED LANAI. STORAGE & DISH WASHING, ELECTRIC WATER HEATER. SERVING AREA. | [10 empty] | Three |  |  |  | 2020-03-30 | 369 | 58000.00 | Issued | 2020-03-31
EK2020-00492 | Electrical | SOUPER MANAGEMENT LLC | P.O BOX 537 HAWI, HI 96719- 0537 | RODERICK Y HINOKAWA JR RODERICK Y HINOKAWA JR |  |  | 650030210000 | 651299 A KAWAIHAE RD HI | Electric Only | UPGRADE EXISTING 60 AMP SERVICE TO 100 AMPS | [10 empty] | Single |  |  |  | 2020-03-30 | 19 | 1500.00 | Issued | 2020-03-30
EH2020-00410 | Electrical | KATHLEEN TRST MATSUMURA |  | IWAMOTO ELECTRIC LLC IWAMOTO ELECTRIC LLC | NONE-ELECTRIC ONLY |  | 230220020000 | 53 HINA ST HI (23022002) | Electric Only | ELECTRIC ONLY - Upgrade 100 amp service to 200 amps | [10 empty] | Single |  |  |  | 2020-03-30 | 21 | 1500.00 | Issued
EH2020-00407 | Electrical | TAMARE JR RUBON |  | ALTERNATIVE ENERGY RESOURCES INC | OWNER-BUILDER ( OWNER-BUILDER ) |  | 140480780000 | 140930 PRISCILLA RD HI (14048078) | New | 1 BEDROOM, 1 BATH, LIVING ROOM, DINING/KITCHEN, OPEN COVERED LANAI, OPEN COVERED UTILITY ON SLAB UNDER EAVES (WASHER/DRYER/LAUNDRY TRAY/WATER HEATER); SWIMMING POOL TYPE WATER TANK ($4600); NOTE: NO CARPORT/GARAGE. | [10 empty] | Single |  |  |  | 2020-03-30 | 95 | 4200.00 | Issued
EH2020-00406 | Electrical | KENNETH SHIMABUKU |  | DC ELECTRICAL LLC DC ELECTRICAL LLC | NONE-ELECTRIC ONLY |  | 170272040000 | 170134 PALULA ST HI (17027204) | Electric Only,Emergency | ELECTRIC ONLY AT EXISTING DWELLING (BP #B2004-0818H) - Replace 200Amp Meter Main, weather head and breaker. | [10 empty] | Single |  |  |  | 2020-03-30 | 13 | 1300.00 | Issued
EH2020-00405 | Electrical | MARTIN KAMINSKI | 16420 SE 66TH STREET BELLEVUE, WA 98006 | VICTOR D LORENZ SR VICTOR D LORENZ SR, Robert C Smelker ROBERT C SMELKER | OWNER-BUILDER ( OWNER-BUILDER ) | ROBERT C SMELKER ( Robert C Smelker ) | 150610090000 | 15-1569 BEACH ROAD HI | New | NEW 2-LEVEL 3 BEDROOM, 2.5 BATHROOM SINGLE FAMILY DWELLING ON CONCRETE SLAB FOUNDATION. SEPTIC SYSTEM. PRIVATE WATER WELL. SOLAR WATER HEATER-PANELS ONLY ON ROOF. FIRST LEVEL: OPEN ENTRY TO DWELLING, LIBRARY, HALF BATHROOM (LAVATORY, WATER CLOSET)/ LA | [10 empty] | Single |  |  |  | 2020-03-30 | 127 | 16000.00 | Issued
EH2020-00404 | Electrical | ROMEO FUIAVA |  | DWE INC DWE INC | OWNER-BUILDER ( OWNER-BUILDER ) |  | 150411370000 | 15-1733 18TH AVENUE HI (15041137) | New | NEW 3 BEDROOM, 2 BATH SINGLE FAMILY DWELLING. SOLAR HOT WATER-ONLY PANELS ON ROOF. 10,000 GALLON GALVANIZED WATER CATCHMENT TANK. 7'2". SEPTIC SYSTEM. COVERED ENTRY, BEDROOM, #3, BATH #2 (LAV, WC, TUB), BEDROOM #2. LIVING ROOM, KITCHEN (SINK, REF, RANG | [10 empty] | Single |  |  |  | 2020-03-30 | 123 | 8000.00 | Issued
EK2020-00494 | Electrical | KANALUKUKAHIOKEKAIOLI K. SPROAT | P.O BOX 7094 KAMUELA, HI 96743-7094 | HOPOATE H TAUFA HOPOATE H TAUFA, BIG MOUNTAIN HOMES, Robert C Smelker ROBERT C SMELKER | BIG MOUNTAIN HOMES | ROBERT C SMELKER ( Robert C Smelker ) | 570010240000 | HI | New | NEW 3-BEDROOM, 2 BATH DWELLING WITH COVERED ENTRY, LIVING, KITCHEN, DINING, 2-CAR GARAGE WITH LAUNDRY, RECREATION ROOM WITH BATH, WET BAR AND BAR SINK; SOLAR PANELS ON ROOF. RE:BK2019-01935 | [10 empty] | Single |  |  |  | 2020-03-30 | 135 | 20000.00 | Issued
EK2020-00501 | Electrical | STEPHEN MARK PAUSE | 36650 ESTEE LN GRAFTON, OH 44044 9818 | AINA'S ELECTRIC AINA'S ELECTRIC, PAUL M DONOHO PAUL M DONOHO, DICKINSON GENERAL CONTRACTING LLC DICKINSON GENERAL CONTRACTING LLC |  | PAUL M DONOHO ( PAUL M DONOHO ) | 590150640000 | 59-1095 MALUHI PLACE HI | New | NEW DWELLING- 3 BEDROOMS, 2 1/2 BATHROOMS, OUTDOOR SHOWER AT MASTER BEDROOM, COURTYARD, GREAT ROOM WITH GAS STRIP FIREPLACE-MODELDR3613NI/SERIAL#2-170227-XXXXX, KITCHEN WITH ISLAND, PANTRY, COVERED LANAI WITH BBQ,SINK AND REFRIGERATOR AREA, GARAGE WITH LA | [10 empty] | Single |  |  |  | 2020-03-31 | 193 | 45000.00 | Issued
EK2020-00496 | Electrical | MARGARET B TRUST WEBSTER | PO BOX 983 HONOKAA, HI 96727 | WALTHAM C JOHANSEN WALTHAM C JOHANSEN |  |  | 460070020000 | 463654 A OLD MAMALAHOA HWY HI | Electric Only,Repair | ELECTRICAL ONLY: REPAIR EXISTING METER AND MAIN | [10 empty] | Single |  |  |  | 2020-03-31 | 19 | 1100.00 | Issued
EH2020-00415 | Electrical | CHRISTINE B TRST SAPLAN | 1765 HALE O LANI ST HILO, HI 96720 5905 | YAMAMOTO ELECTRICAL SERVICES LLC YAMAMOTO ELECTRICAL SERVICES LLC | CHRISTINE B TRST SAPLAN |  | 240401080000 | 1765 HALE O LANI ST HI | Addition,Alteration,As Built | ENLARGING/RENOVATING THE EXISTING WORKSHOP AND ADDING A NEW STORAGE CLOSET. NEW WET BAR SINK IN EXISTING FAMILY ROOM. AN "AS BUILT" ATTACHED FAMILY ROOM TO THE EXISTING FAMILY ROOM. "AS BUILT" LANAI & ADDING 3 NEW STORAGE CLOSETS. REMOVING, REPLACE & RELO | [14 empty] | 2020-03-31 | 147 | 4000.00 | Issued
EK2020-00495 | Electrical | GREEN AND GOLD LLC | PO BOX 198900 PMB 114 HAWI, HI 96719 8900 | KAMUELA ELECTRIC LLC KAMUELA ELECTRIC LLC, WILLIAM C FOULK WILLIAM C FOULK |  | WILLIAM C FOULK ( WILLIAM C FOULK ) | 540080620000 | 54-1147 MAHIAI PLACE KAPAAU, HI 96719 | New | NEW DETACHED 3-CAR GARAGE WITH 1/2 BATHROOM TO EXISTING DWELLING. RE:BK2020-00373 | [14 empty] | 2020-03-31 | 49 | 3500.00 | Issued
EH2020-00411 | Electrical | CASEY LYNN CHRISTENSEN |  | YAMAMOTO ELECTRICAL SERVICES LLC YAMAMOTO ELECTRICAL SERVICES LLC | OWNER-BUILDER ( OWNER-BUILDER ) |  | 150511380000 | 15-1573 8TH AVENUE HI (15051138) | New | NEW 3 BEDROOM, 2 BATH DWELLING. SEPTIC SYSTEM. PRIVATE WELL WATER. HEAT PUMP. SOLAR HOT WATER HEATER VARIANCE APPROVED 02/05/2020. COVERED ENTRY, FOYER, LIVING ROOM/DINING/KITCHEN (REF, GAS STOVE, PANTRY, A SINK AND DISHWASHER IN ISLAND COUNTER), COVER | [10 empty] | Single |  |  |  | 2020-03-31 | 141 | 10000.00 | Issued
EK2020-00497 | Electrical | TIMOTHY JOHN STRANGE | 54-2457 KYNNERSLEY RD #5511773 KAPAAU, HI 96755 | KAMUELA ELECTRIC LLC KAMUELA ELECTRIC LLC, WILLIAM B LINDSEY WILLIAM B LINDSEY, KAMA'AINA CUSTOM HOMES LLC | ( KAMA'AINA CUSTOM HOMES LLC ) | WILLIAM B LINDSEY ( WILLIAM B LINDSEY ) | 570010270000 | 57-3279 HONOIPU PUUHE RD HI | New | NEW DWELLING: 3-BEDROOMS, 3-BATHROOMS, COVERED LANAI, DINING, LIVING, KITCHEN, PANTRY, ATTACHED GARAGE WITH STORAGE, LAUNDRY WITH LAUNDRY TRAY. 14,500 GALLONS WATER TANK ($6,0000). SOLAR WATER HEATER VARIANCE PHOTOVOLTAICS. RE: BK2020-00283 | [10 empty] | Single |  |  |  | 2020-03-31 | 117 | 14000.00 | Issued
EK2020-00498 | Electrical | NISSHIN HAWAII INC | HI | PACIFIC ISLAND ELECTRIC INC PACIFIC ISLAND ELECTRIC INC, PAUL M BLECK PAUL M BLECK, G M CONSTRUCTION INC G M CONSTRUCTION INC | G M CONSTRUCTION INC ( G M CONSTRUCTION INC ) | PAUL M BLECK ( PAUL M BLECK ) | 720280200000 | 723229 KAPUAHI MANINI PL HI | New | New Single Family Residence (5 structures TOTAL) MAIN RESIDENCE: 3 Bedrooms, 3 Full Baths (MASTER BATH HAS WASH/DRY WITH SINK), 2 Powders, Office, Entry, Living, Dining, Kitchen w/ main sink on island & prep sink, Laundry Room with Sink, COVERED LANAI WI | [10 empty] | Single |  |  |  | 2020-03-31 | 457 | 105369.00 | Issued
EK2020-00499 | Electrical | HOME DEPOT USA INC |  | CRAIG A DUNN CRAIG A DUNN, BIG ISLAND ELECTRIC INC BIG ISLAND ELECTRIC INC |  | CRAIG A DUNN ( CRAIG A DUNN ) | 730510710000 | 735598 OLOWALU ST HI (73051071) | Electric Only | Remove and Replace Emergency Generator. | [14 empty] | 2020-03-31 | 159 | 96924.00 | Issued
EK2020-00500 | Electrical | EVANS DEANNALYNNE/ ZAMBACK THOMAS TR | PO BOX 6597 KAMUELA, HI 96743 6597 | BRUCE A RUSSELL BRUCE A RUSSELL, SHANE KITCHENS SHANE KITCHENS, BIG ISLAND ELECTRIC INC BIG ISLAND ELECTRIC INC | BIG ISLAND ELECTRIC INC ( BIG ISLAND ELECTRIC INC ) | BRUCE A RUSSELL ( BRUCE A RUSSELL ) | 650021110000 | 651376 KAWAIHAE RD HI | Alteration | New Roof Mounted Solar Photovaltaic Installation on Work Shed (32) New Panels, 320W, 10.24 KWDC | [14 empty] | 2020-03-31 | 85 | 51200.00 | Issued
EH2020-00412 | Electrical | JEFFREY W MCCALL | PO BOX 2048 VOLCANO, HI 96785 2048 | TOP ELECTRICAL SYSTEMS LLC TOP ELECTRICAL SYSTEMS LLC | NONE-ELECTRIC ONLY |  | 190150150000 | 194170 ALANUI IIWI HI | Electric Only,Repair | NEW 100 AMP SERVICE. ELECTRICAL ONLY | [10 empty] | Single |  |  |  | 2020-03-31 | 19 | 2000.00 | Issued
EH2020-00413 | Electrical | JOHN R PAIKULI |  | Z'S ELECTRIC LIMITED LIABILITY COMPANY | OWNER-BUILDER ( OWNER-BUILDER ) |  | 150190460000 | 15-1948 27TH AVENUE HI (15019046) | Addition | ADDITION OF 20' X 48' CARPORT AND STORAGE AREA CONNECTED BY ROOF TO EXISTING DWELLING AS ACCESSORY. | [14 empty] | 2020-03-31 | 21 | 3000.00 | Issued
EH2020-00414 | Electrical | MARREY RAQUIZA DERLA | HI | SANBORN GENERAL CONTRACTING INC SANBORN GENERAL CONTRACTING INC, Z'S ELECTRIC LIMITED LIABILITY COMPANY | SANBORN GENERAL CONTRACTING INC ( SANBORN GENERAL CONTRACTING INC ) |  | 640110520000 | 64-170 PUU PULEHU LOOP HI | New | NEW DWELLING: 3BDRM,2BATH,POWDER,KITCHEN WITH ISLAND, LIVING,DINING,GARAGE WITH LAUNDRY W/SINK,STORAGE,POWDER. SOLAR HOT WATER HEATER WITH PANELS ONLY ON ROOF. | [10 empty] | Single |  |  |  | 2020-03-31 | 145 | 12000.00 | Issued